## 2017SWP Recommended WMS
Strategy supply volume by planning decade (acre-feet per year)
Water User Group Region | Water User Group | Water management strategy sponsor region | Recommended water management strategy | Related water management strategy types | 2020 | 2030 | 2040 | 2050 | 2060 | 2070
A | AMARILLO | A | CONJUNCTIVE USE - CRMWA | CONJUNCTIVE USE | 4579 | 4595 | 4381 | 4117 | 4114 | 4111
A | AMARILLO | A | DEVELOP CARSON COUNTY WELL FIELD (OGALLALA AQUIFER) - AMARILLO | GROUNDWATER WELLS AND OTHER | 0 | 0 | 11200 | 5509 | 6025 | 4924
A | AMARILLO | A | DEVELOP POTTER COUNTY WELL FIELD (OGALLALA AQUIFER) - AMARILLO | GROUNDWATER WELLS AND OTHER | 3210 | 1475 | 1087 | 2500 | 1000 | 0
A | AMARILLO | A | DEVELOP ROBERTS COUNTY WELL FIELD (OGALLALA AQUIFER) - AMARILLO | GROUNDWATER WELLS AND OTHER | 0 | 0 | 0 | 0 | 0 | 11200
A | AMARILLO | A | EXPAND CAPACITY CRMWA II | GROUNDWATER WELLS AND OTHER | 0 | 22056 | 21027 | 19760 | 19745 | 19731
A | AMARILLO | A | MUNICIPAL CONSERVATION - AMARILLO | MUNICIPAL CONSERVATION | 1734 | 1935 | 2122 | 2316 | 2534 | 2762
A | AMARILLO | A | REPLACE WELL CAPACITY FOR CRMWA I | GROUNDWATER WELLS AND OTHER | 0 | 4135 | 3695 | 7822 | 9461 | 11510
A | BOOKER | A | DEVELOP OGALALLA AQUIFER SUPPLIES - BOOKER | GROUNDWATER WELLS AND OTHER | 0 | 0 | 529 | 481 | 453 | 576
A | BOOKER | A | MUNICIPAL CONSERVATION - BOOKER | MUNICIPAL CONSERVATION | 15 | 17 | 18 | 19 | 20 | 21
A | BORGER | A | CONJUNCTIVE USE - CRMWA | CONJUNCTIVE USE | 702 | 652 | 620 | 582 | 581 | 581
A | BORGER | A | DEVELOP NEW WELL FIELD (OGALLALA AQUIFER) - BORGER | GROUNDWATER WELLS AND OTHER | 6000 | 5140 | 4261 | 3386 | 2513 | 1584
A | BORGER | A | EXPAND CAPACITY CRMWA II | GROUNDWATER WELLS AND OTHER | 0 | 3128 | 2974 | 2793 | 2790 | 2787
A | BORGER | A | MUNICIPAL CONSERVATION - BORGER | MUNICIPAL CONSERVATION | 104 | 107 | 106 | 106 | 106 | 106
A | BORGER | A | REPLACE WELL CAPACITY FOR CRMWA I | GROUNDWATER WELLS AND OTHER | 0 | 586 | 805 | 1106 | 1337 | 1626
A | CACTUS | A | DEVELOP NEW WELL FIELD (OGALLALA AQUIFER) - CACTUS | GROUNDWATER WELLS AND OTHER | 3565 | 3078 | 2653 | 2286 | 1933 | 1565
A | CACTUS | A | MUNICIPAL CONSERVATION - CACTUS | MUNICIPAL CONSERVATION | 32 | 36 | 41 | 45 | 50 | 55
A | CANADIAN | A | MUNICIPAL CONSERVATION - CANADIAN | MUNICIPAL CONSERVATION | 25 | 27 | 29 | 32 | 34 | 36
A | CANADIAN | A | WATER AUDITS AND LEAK REPAIR - CANADIAN | MUNICIPAL CONSERVATION | 39 | 43 | 47 | 50 | 54 | 57
A | CANYON | A | DEVELOP DOCKUM/OGALLALA AQUIFER SUPPLIES - CANYON | GROUNDWATER WELLS AND OTHER | 1400 | 2100 | 2800 | 2800 | 3800 | 4300
A | CANYON | A | DEVELOP POTTER COUNTY WELL FIELD (OGALLALA AQUIFER) - AMARILLO | GROUNDWATER WELLS AND OTHER | 94 | 239 | 384 | 507 | 0 | 0
A | CANYON | A | MUNICIPAL CONSERVATION - CANYON | MUNICIPAL CONSERVATION | 127 | 142 | 156 | 171 | 187 | 203
A | CHILDRESS | A | MUNICIPAL CONSERVATION - CHILDRESS | MUNICIPAL CONSERVATION | 51 | 52 | 54 | 55 | 57 | 57
A | CHILDRESS | A | WATER AUDITS AND LEAK REPAIR - CHILDRESS | MUNICIPAL CONSERVATION | 81 | 83 | 84 | 86 | 88 | 91
A | CLARENDON | A | MUNICIPAL CONSERVATION - CLARENDON | MUNICIPAL CONSERVATION | 14 | 13 | 13 | 13 | 13 | 13
A | CLAUDE | A | DEVELOP OGALLALA AQUIFER SUPPLIES - CLAUDE | GROUNDWATER WELLS AND OTHER | 0 | 0 | 400 | 400 | 400 | 400
A | CLAUDE | A | MUNICIPAL CONSERVATION - CLAUDE | MUNICIPAL CONSERVATION | 11 | 11 | 10 | 10 | 10 | 10
A | CLAUDE | A | WATER AUDITS AND LEAK REPAIR - CLAUDE | MUNICIPAL CONSERVATION | 18 | 18 | 18 | 18 | 18 | 18
A | COUNTY-OTHER, HALL | A | ADVANCED TREATMENT - HALL COUNTY OTHER (LAKEVIEW) | GROUNDWATER WELLS AND OTHER | 75 | 75 | 75 | 75 | 75 | 75
A | COUNTY-OTHER, HALL | A | DEVELOP OGALLALA AQUIFER SUPPLIES - HALL COUNTY OTHER (TURKEY) | GROUNDWATER WELLS AND OTHER | 100 | 100 | 100 | 100 | 100 | 100
A | COUNTY-OTHER, HALL | A | DEVELOP SEYMOUR AQUIFER SUPPLIES - HALL COUNTY OTHER (BRICE-LESLY) | GROUNDWATER WELLS AND OTHER | 50 | 50 | 50 | 50 | 50 | 50
A | COUNTY-OTHER, HALL | A | DEVELOP SEYMOUR AQUIFER SUPPLIES - HALL COUNTY OTHER (ESTELLINE) | GROUNDWATER WELLS AND OTHER | 50 | 50 | 50 | 50 | 50 | 50
A | COUNTY-OTHER, HALL | A | MUNICIPAL CONSERVATION - HALL COUNTY OTHER | MUNICIPAL CONSERVATION | 9 | 10 | 10 | 10 | 10 | 10
A | COUNTY-OTHER, HALL | A | WATER AUDITS AND LEAK REPAIR - HALL COUNTY OTHER | MUNICIPAL CONSERVATION | 16 | 16 | 16 | 16 | 16 | 16
A | COUNTY-OTHER, MOORE | A | DEVELOP NEW WELL FIELD (OGALLALA AQUIFER) - CACTUS | GROUNDWATER WELLS AND OTHER | 58 | 76 | 93 | 112 | 128 | 145
A | COUNTY-OTHER, MOORE | A | MUNICIPAL CONSERVATION - MOORE COUNTY OTHER | MUNICIPAL CONSERVATION | 14 | 15 | 17 | 19 | 21 | 23
A | COUNTY-OTHER, POTTER | A | DEVELOP DOCKUM AQUIFER SUPPLIES - POTTER COUNTY OTHER | GROUNDWATER WELLS AND OTHER | 700 | 700 | 700 | 700 | 700 | 700
A | COUNTY-OTHER, POTTER | A | DEVELOP OGALLALA AQUIFER SUPPLIES (IRRIGATION CONSERVATION) - POTTER COUNTY OTHER | GROUNDWATER WELLS AND OTHER | 0 | 0 | 0 | 0 | 0 | 44
A | COUNTY-OTHER, POTTER | A | DEVELOP OGALLALA AQUIFER SUPPLIES - POTTER COUNTY OTHER | GROUNDWATER WELLS AND OTHER | 900 | 900 | 900 | 900 | 900 | 856
A | COUNTY-OTHER, POTTER | A | MUNICIPAL CONSERVATION - POTTER COUNTY OTHER | MUNICIPAL CONSERVATION | 112 | 123 | 135 | 148 | 161 | 176
A | COUNTY-OTHER, POTTER | A | WATER AUDITS AND LEAK REPAIR - POTTER COUNTY OTHER | MUNICIPAL CONSERVATION | 154 | 168 | 183 | 199 | 218 | 237
A | COUNTY-OTHER, RANDALL | A | DEVELOP OGALLALA AQUIFER SUPPLIES - RANDALL COUNTY OTHER | GROUNDWATER WELLS AND OTHER | 500 | 1000 | 1200 | 2600 | 2600 | 2800
A | COUNTY-OTHER, RANDALL | A | DEVELOP POTTER COUNTY WELL FIELD (OGALLALA AQUIFER) - AMARILLO | GROUNDWATER WELLS AND OTHER | 2 | 6 | 10 | 13 | 15 | 17
A | COUNTY-OTHER, RANDALL | A | MUNICIPAL CONSERVATION - RANDALL COUNTY OTHER | MUNICIPAL CONSERVATION | 143 | 158 | 173 | 189 | 207 | 225
A | DALHART | A | DEVELOP OGALLALA AQUIFER SUPPLIES - DALHART | GROUNDWATER WELLS AND OTHER | 2700 | 2700 | 2700 | 2700 | 2700 | 2700
A | DALHART | A | MUNICIPAL CONSERVATION - DALHART | MUNICIPAL CONSERVATION | 79 | 86 | 93 | 100 | 107 | 113
A | DUMAS | A | DEVELOP OGALLALA AQUIFER SUPPLIES - DUMAS | GROUNDWATER WELLS AND OTHER | 2000 | 2000 | 2000 | 4500 | 4500 | 4500
A | DUMAS | A | MUNICIPAL CONSERVATION - DUMAS | MUNICIPAL CONSERVATION | 133 | 152 | 171 | 190 | 210 | 231
A | FRITCH | A | MUNICIPAL CONSERVATION - FRITCH | MUNICIPAL CONSERVATION | 15 | 16 | 15 | 15 | 15 | 15
A | FRITCH | A | WATER AUDITS AND LEAK REPAIR - FRITCH | MUNICIPAL CONSERVATION | 22 | 22 | 22 | 22 | 22 | 22
A | GROOM | A | MUNICIPAL CONSERVATION - GROOM | MUNICIPAL CONSERVATION | 5 | 5 | 5 | 5 | 5 | 5
A | GRUVER | A | DEVELOP OGALLALA AQUIFER SUPPLIES - GRUVER | GROUNDWATER WELLS AND OTHER | 0 | 0 | 350 | 350 | 350 | 350
A | GRUVER | A | MUNICIPAL CONSERVATION - GRUVER | MUNICIPAL CONSERVATION | 10 | 11 | 11 | 13 | 14 | 14
A | GRUVER | A | WATER AUDITS AND LEAK REPAIR - GRUVER | MUNICIPAL CONSERVATION | 13 | 14 | 15 | 15 | 16 | 17
A | IRRIGATION, ARMSTRONG | A | IRRIGATION CONSERVATION - ARMSTRONG COUNTY | IRRIGATION CONSERVATION | 206 | 425 | 721 | 800 | 869 | 900
A | IRRIGATION, ARMSTRONG | A | WEATHER MODIFICATION (PRECIPITATION ENHANCEMENT) | OTHER STRATEGIES | 402 | 402 | 402 | 402 | 402 | 402
A | IRRIGATION, CARSON | A | IRRIGATION CONSERVATION - CARSON COUNTY | IRRIGATION CONSERVATION | 3980 | 6910 | 12747 | 14010 | 14774 | 15146
A | IRRIGATION, CARSON | A | WEATHER MODIFICATION (PRECIPITATION ENHANCEMENT) | OTHER STRATEGIES | 4850 | 4850 | 4850 | 4850 | 4850 | 4850
A | IRRIGATION, CHILDRESS | A | IRRIGATION CONSERVATION - CHILDRESS COUNTY | IRRIGATION CONSERVATION | 351 | 632 | 1100 | 1220 | 1324 | 1378
A | IRRIGATION, COLLINGSWORTH | A | IRRIGATION CONSERVATION - COLLINGSWORTH COUNTY | IRRIGATION CONSERVATION | 548 | 1037 | 1647 | 1843 | 2104 | 2250
A | IRRIGATION, DALLAM | A | IRRIGATION CONSERVATION - DALLAM COUNTY | IRRIGATION CONSERVATION | 34218 | 61174 | 106343 | 121011 | 132167 | 140612
A | IRRIGATION, DONLEY | A | IRRIGATION CONSERVATION - DONLEY COUNTY | IRRIGATION CONSERVATION | 836 | 1484 | 2436 | 2729 | 3065 | 3259
A | IRRIGATION, DONLEY | A | WEATHER MODIFICATION (PRECIPITATION ENHANCEMENT) | OTHER STRATEGIES | 1866 | 1866 | 1866 | 1866 | 1866 | 1866
A | IRRIGATION, GRAY | A | IRRIGATION CONSERVATION - GRAY COUNTY | IRRIGATION CONSERVATION | 1361 | 2301 | 4216 | 4648 | 4929 | 5078
A | IRRIGATION, GRAY | A | WEATHER MODIFICATION (PRECIPITATION ENHANCEMENT) | OTHER STRATEGIES | 1858 | 1858 | 1858 | 1858 | 1858 | 1858
A | IRRIGATION, HALL | A | IRRIGATION CONSERVATION - HALL COUNTY | IRRIGATION CONSERVATION | 392 | 679 | 1145 | 1280 | 1419 | 1499
A | IRRIGATION, HANSFORD | A | IRRIGATION CONSERVATION - HANSFORD COUNTY | IRRIGATION CONSERVATION | 9447 | 17175 | 31242 | 34401 | 36373 | 37260
A | IRRIGATION, HARTLEY | A | IRRIGATION CONSERVATION - HARTLEY COUNTY | IRRIGATION CONSERVATION | 29197 | 52161 | 90476 | 103095 | 113047 | 120509
A | IRRIGATION, HEMPHILL | A | IRRIGATION CONSERVATION - HEMPHILL COUNTY | IRRIGATION CONSERVATION | 57 | 111 | 174 | 196 | 224 | 239
A | IRRIGATION, HUTCHINSON | A | IRRIGATION CONSERVATION - HUTCHINSON COUNTY | IRRIGATION CONSERVATION | 2692 | 4694 | 8578 | 9459 | 10010 | 10281
A | IRRIGATION, HUTCHINSON | A | WEATHER MODIFICATION (PRECIPITATION ENHANCEMENT) | OTHER STRATEGIES | 2960 | 2960 | 2960 | 2960 | 2960 | 2960
A | IRRIGATION, LIPSCOMB | A | IRRIGATION CONSERVATION - LIPSCOMB COUNTY | IRRIGATION CONSERVATION | 936 | 1702 | 2945 | 3268 | 3555 | 3706
A | IRRIGATION, MOORE | A | IRRIGATION CONSERVATION - MOORE COUNTY | IRRIGATION CONSERVATION | 13308 | 24120 | 41895 | 47571 | 52037 | 55406
A | IRRIGATION, OCHILTREE | A | IRRIGATION CONSERVATION - OCHILTREE COUNTY | IRRIGATION CONSERVATION | 4030 | 7195 | 13177 | 14476 | 15292 | 15670
A | IRRIGATION, OCHILTREE | A | IRRIGATION CONSERVATION - OLDHAM COUNTY | IRRIGATION CONSERVATION | 127 | 360 | 567 | 617 | 694 | 723
A | IRRIGATION, POTTER | A | IRRIGATION CONSERVATION - POTTER COUNTY | IRRIGATION CONSERVATION | 95 | 209 | 319 | 359 | 413 | 441
A | IRRIGATION, POTTER | A | WEATHER MODIFICATION (PRECIPITATION ENHANCEMENT) | OTHER STRATEGIES | 216 | 216 | 216 | 216 | 216 | 216
A | IRRIGATION, RANDALL | A | IRRIGATION CONSERVATION - RANDALL COUNTY | IRRIGATION CONSERVATION | 647 | 1641 | 2637 | 2890 | 3221 | 3356
A | IRRIGATION, ROBERTS | A | IRRIGATION CONSERVATION - ROBERTS COUNTY | IRRIGATION CONSERVATION | 435 | 717 | 1339 | 1475 | 1550 | 1590
A | IRRIGATION, ROBERTS | A | WEATHER MODIFICATION (PRECIPITATION ENHANCEMENT) | OTHER STRATEGIES | 469 | 469 | 469 | 469 | 469 | 469
A | IRRIGATION, SHERMAN | A | IRRIGATION CONSERVATION - SHERMAN COUNTY | IRRIGATION CONSERVATION | 20156 | 36498 | 63651 | 72285 | 78846 | 83721
A | IRRIGATION, WHEELER | A | IRRIGATION CONSERVATION - WHEELER COUNTY | IRRIGATION CONSERVATION | 395 | 706 | 1230 | 1364 | 1480 | 1542
A | IRRIGATION, WHEELER | A | WEATHER MODIFICATION (PRECIPITATION ENHANCEMENT) | OTHER STRATEGIES | 944 | 944 | 944 | 944 | 944 | 944
A | LAKE TANGLEWOOD | A | DEVELOP OGALLALA AQUIFER SUPPLIES - LAKE TANGLEWOOD | GROUNDWATER WELLS AND OTHER | 300 | 300 | 300 | 300 | 300 | 300
A | LAKE TANGLEWOOD | A | MUNICIPAL CONSERVATION - LAKE TANGLEWOOD | MUNICIPAL CONSERVATION | 9 | 8 | 8 | 8 | 8 | 8
A | LAKE TANGLEWOOD | A | WATER AUDITS AND LEAK REPAIR - LAKE TANGLEWOOD | MUNICIPAL CONSERVATION | 16 | 16 | 16 | 16 | 16 | 16
A | MANUFACTURING, HUTCHINSON | A | DEVELOP NEW WELL FIELD (OGALLALA AQUIFER) - BORGER | GROUNDWATER WELLS AND OTHER | 0 | 860 | 1739 | 2614 | 3487 | 4416
A | MANUFACTURING, LIPSCOMB | A | DEVELOP OGALALLA AQUIFER SUPPLIES - BOOKER | GROUNDWATER WELLS AND OTHER | 0 | 0 | 21 | 69 | 97 | 124
A | MANUFACTURING, MOORE | A | DEVELOP NEW WELL FIELD (OGALLALA AQUIFER) - CACTUS | GROUNDWATER WELLS AND OTHER | 1877 | 2346 | 2754 | 3102 | 3439 | 3790
A | MANUFACTURING, MOORE | A | DEVELOP NEW WELL FIELD (OGALLALA AQUIFER) - MANUFACTURING MOORE COUNTY | GROUNDWATER WELLS AND OTHER | 0 | 0 | 0 | 4000 | 4000 | 4000
A | MANUFACTURING, POTTER | A | DEVELOP CARSON COUNTY WELL FIELD (OGALLALA AQUIFER) - AMARILLO | GROUNDWATER WELLS AND OTHER | 0 | 0 | 0 | 5691 | 5175 | 6277
A | MANUFACTURING, POTTER | A | DEVELOP POTTER COUNTY WELL FIELD (OGALLALA AQUIFER) - AMARILLO | GROUNDWATER WELLS AND OTHER | 2642 | 3749 | 3508 | 1501 | 3061 | 3583
A | MANUFACTURING, POTTER | A | REPLACE WELL CAPACITY FOR CRMWA I | GROUNDWATER WELLS AND OTHER | 0 | 0 | 2000 | 0 | 0 | 0
A | MANUFACTURING, RANDALL | A | DEVELOP OGALLALA AQUIFER SUPPLIES - RANDALL COUNTY MANUFACTURING | GROUNDWATER WELLS AND OTHER | 0 | 300 | 300 | 300 | 300 | 300
A | MANUFACTURING, RANDALL | A | DEVELOP POTTER COUNTY WELL FIELD (OGALLALA AQUIFER) - AMARILLO | GROUNDWATER WELLS AND OTHER | 52 | 131 | 211 | 279 | 324 | 367
A | MCLEAN | A | DEVELOP OGALLALA AQUIFER SUPPLIES - MCLEAN | GROUNDWATER WELLS AND OTHER | 200 | 200 | 200 | 200 | 200 | 200
A | MCLEAN | A | MUNICIPAL CONSERVATION - MCLEAN | MUNICIPAL CONSERVATION | 7 | 7 | 8 | 9 | 10 | 11
A | MCLEAN | A | WATER AUDITS AND LEAK REPAIR - MCLEAN | MUNICIPAL CONSERVATION | 10 | 11 | 12 | 14 | 15 | 16
A | MEMPHIS | A | DEVELOP OGALLALA AQUIFER SUPPLIES - MEMPHIS | GROUNDWATER WELLS AND OTHER | 0 | 0 | 0 | 150 | 150 | 150
A | MEMPHIS | A | MUNICIPAL CONSERVATION - MEMPHIS | MUNICIPAL CONSERVATION | 15 | 15 | 14 | 14 | 14 | 14
A | MEMPHIS | A | WATER AUDITS AND LEAK REPAIR - MEMPHIS | MUNICIPAL CONSERVATION | 19 | 8 | 0 | 0 | 0 | 0
A | MIAMI | A | MUNICIPAL CONSERVATION - MIAMI | MUNICIPAL CONSERVATION | 6 | 7 | 6 | 6 | 6 | 6
A | MIAMI | A | WATER AUDITS AND LEAK REPAIR - MIAMI | MUNICIPAL CONSERVATION | 11 | 11 | 11 | 11 | 11 | 11
A | PAMPA | A | CONJUNCTIVE USE - CRMWA | CONJUNCTIVE USE | 181 | 168 | 161 | 385 | 385 | 385
A | PAMPA | A | DEVELOP OGALLALA AQUIFER SUPPLIES - PAMPA | GROUNDWATER WELLS AND OTHER | 2000 | 2000 | 2000 | 2000 | 2000 | 2000
A | PAMPA | A | EXPAND CAPACITY CRMWA II | GROUNDWATER WELLS AND OTHER | 0 | 806 | 772 | 1850 | 1848 | 1847
A | PAMPA | A | MUNICIPAL CONSERVATION - PAMPA | MUNICIPAL CONSERVATION | 146 | 161 | 178 | 202 | 220 | 240
A | PAMPA | A | REPLACE WELL CAPACITY FOR CRMWA I | GROUNDWATER WELLS AND OTHER | 0 | 151 | 209 | 732 | 886 | 1077
A | PANHANDLE | A | DEVELOP OGALLALA AQUIFER SUPPLIES - PANHANDLE | GROUNDWATER WELLS AND OTHER | 600 | 600 | 600 | 600 | 600 | 600
A | PANHANDLE | A | MUNICIPAL CONSERVATION - PANHANDLE | MUNICIPAL CONSERVATION | 18 | 19 | 19 | 19 | 19 | 19
A | PANHANDLE | A | WATER AUDITS AND LEAK REPAIR - PANHANDLE | MUNICIPAL CONSERVATION | 29 | 29 | 29 | 29 | 29 | 29
A | PERRYTON | A | DEVELOP OGALLALA AQUIFER SUPPLIES - PERRYTON | GROUNDWATER WELLS AND OTHER | 1400 | 1400 | 1400 | 2800 | 2800 | 2800
A | PERRYTON | A | MUNICIPAL CONSERVATION - PERRYTON | MUNICIPAL CONSERVATION | 85 | 90 | 96 | 103 | 111 | 119
A | SHAMROCK | A | MUNICIPAL CONSERVATION - SHAMROCK | MUNICIPAL CONSERVATION | 12 | 13 | 13 | 14 | 14 | 15
A | SHAMROCK | A | WATER AUDITS AND LEAK REPAIR - SHAMROCK | MUNICIPAL CONSERVATION | 18 | 18 | 18 | 18 | 19 | 20
A | SPEARMAN | A | DEVELOP OGALLALA AQUIFER SUPPLIES - SPEARMAN | GROUNDWATER WELLS AND OTHER | 0 | 0 | 0 | 650 | 650 | 650
A | SPEARMAN | A | MUNICIPAL CONSERVATION - SPEARMAN | MUNICIPAL CONSERVATION | 24 | 24 | 25 | 25 | 26 | 27
A | STINNETT | A | DEVELOP OGALLALA AQUIFER SUPPLIES - STINNETT | GROUNDWATER WELLS AND OTHER | 0 | 0 | 0 | 225 | 225 | 225
A | STINNETT | A | MUNICIPAL CONSERVATION - STINNETT | MUNICIPAL CONSERVATION | 15 | 15 | 15 | 15 | 15 | 15
A | STINNETT | A | WATER AUDITS AND LEAK REPAIR - STINNETT | MUNICIPAL CONSERVATION | 22 | 23 | 22 | 22 | 22 | 22
A | STRATFORD | A | MUNICIPAL CONSERVATION - STRATFORD | MUNICIPAL CONSERVATION | 15 | 17 | 17 | 18 | 18 | 19
A | STRATFORD | A | WATER AUDITS AND LEAK REPAIR - STRATFORD | MUNICIPAL CONSERVATION | 24 | 25 | 26 | 26 | 27 | 27
A | SUNRAY | A | DEVELOP OGALLALA AQUIFER SUPPLIES - SUNRAY | GROUNDWATER WELLS AND OTHER | 0 | 850 | 850 | 850 | 850 | 850
A | SUNRAY | A | MUNICIPAL CONSERVATION - SUNRAY | MUNICIPAL CONSERVATION | 16 | 19 | 20 | 24 | 26 | 28
A | SUNRAY | A | WATER AUDITS AND LEAK REPAIR - SUNRAY | MUNICIPAL CONSERVATION | 21 | 23 | 26 | 28 | 31 | 35
A | TCW SUPPLY INC | A | DEVELOP OGALLALA AQUIFER SUPPLIES - TCW SUPPLY | GROUNDWATER WELLS AND OTHER | 575 | 575 | 575 | 575 | 575 | 575
A | TCW SUPPLY INC | A | MUNICIPAL CONSERVATION - TCW SUPPLY | MUNICIPAL CONSERVATION | 21 | 21 | 21 | 21 | 22 | 22
A | TCW SUPPLY INC | A | WATER AUDITS AND LEAK REPAIR - TCW SUPPLY | MUNICIPAL CONSERVATION | 37 | 38 | 38 | 38 | 37 | 37
A | TEXLINE | A | DEVELOP OGALLALA AQUIFER SUPPLIES - TEXLINE | GROUNDWATER WELLS AND OTHER | 0 | 0 | 0 | 150 | 150 | 150
A | TEXLINE | A | MUNICIPAL CONSERVATION - TEXLINE | MUNICIPAL CONSERVATION | 7 | 7 | 8 | 9 | 9 | 10
A | TEXLINE | A | WATER AUDITS AND LEAK REPAIR - TEXLINE | MUNICIPAL CONSERVATION | 11 | 13 | 14 | 15 | 17 | 18
A | VEGA | A | MUNICIPAL CONSERVATION - VEGA | MUNICIPAL CONSERVATION | 8 | 9 | 9 | 9 | 9 | 9
A | VEGA | A | WATER AUDITS AND LEAK REPAIR - VEGA | MUNICIPAL CONSERVATION | 14 | 14 | 14 | 14 | 14 | 14
A | WELLINGTON | A | ADVANCED TREATMENT - WELLINGTON | GROUNDWATER WELLS AND OTHER | 500 | 500 | 500 | 500 | 500 | 500
A | WELLINGTON | A | DEVELOP SEYMOUR AQUIFER SUPPLIES - WELLINGTON | GROUNDWATER WELLS AND OTHER | 180 | 180 | 180 | 180 | 180 | 180
A | WELLINGTON | A | MUNICIPAL CONSERVATION - WELLINGTON | MUNICIPAL CONSERVATION | 18 | 18 | 19 | 19 | 20 | 20
A | WELLINGTON | A | WATER AUDITS AND LEAK REPAIR - WELLINGTON | MUNICIPAL CONSERVATION | 26 | 27 | 27 | 28 | 29 | 30
A | WHEELER | A | DEVELOP OGALLALA AQUIFER SUPPLIES - WHEELER | GROUNDWATER WELLS AND OTHER | 500 | 500 | 500 | 500 | 500 | 500
A | WHEELER | A | MUNICIPAL CONSERVATION - WHEELER | MUNICIPAL CONSERVATION | 15 | 15 | 16 | 16 | 17 | 18
A | WHITE DEER | A | MUNICIPAL CONSERVATION - WHITE DEER | MUNICIPAL CONSERVATION | 8 | 9 | 9 | 9 | 9 | 9
A | WHITE DEER | A | WATER AUDITS AND LEAK REPAIR - WHITE DEER | MUNICIPAL CONSERVATION | 12 | 12 | 12 | 12 | 12 | 12
B | ARCHER CITY | B | INDIRECT REUSE TO LAKE ARROWHEAD | INDIRECT REUSE | 152 | 146 | 115 | 114 | 113 | 112
B | ARCHER CITY | B | LAKE RINGGOLD | NEW MAJOR RESERVOIR | 0 | 0 | 190 | 189 | 187 | 185
B | ARCHER CITY | B | LOCAL SEYMOUR AQUIFER | GROUNDWATER WELLS AND OTHER | 8 | 8 | 8 | 8 | 8 | 8
B | ARCHER CITY | B | MUNICIPAL CONSERVATION - ARCHER CITY | MUNICIPAL CONSERVATION | 0 | 0 | 6 | 15 | 26 | 32
B | ARCHER CITY | B | WICHITA RIVER DIVERSION | OTHER SURFACE WATER | 23 | 23 | 23 | 23 | 23 | 22
B | BOWIE | B | MUNICIPAL CONSERVATION - BOWIE | MUNICIPAL CONSERVATION | 27 | 43 | 40 | 48 | 64 | 81
B | BURKBURNETT | B | INDIRECT REUSE TO LAKE ARROWHEAD | INDIRECT REUSE | 648 | 643 | 639 | 635 | 629 | 623
B | BURKBURNETT | B | LAKE RINGGOLD | NEW MAJOR RESERVOIR | 0 | 0 | 1060 | 1053 | 1043 | 1033
B | BURKBURNETT | B | LOCAL SEYMOUR AQUIFER | GROUNDWATER WELLS AND OTHER | 46 | 46 | 45 | 46 | 45 | 45
B | BURKBURNETT | B | MUNICIPAL CONSERVATION - BURKBURNETT | MUNICIPAL CONSERVATION | 148 | 305 | 269 | 251 | 251 | 254
B | BURKBURNETT | B | WICHITA RIVER DIVERSION | OTHER SURFACE WATER | 130 | 129 | 128 | 127 | 126 | 125
B | COUNTY-OTHER, ARCHER | B | INDIRECT REUSE TO LAKE ARROWHEAD | INDIRECT REUSE | 29 | 29 | 29 | 28 | 28 | 28
B | COUNTY-OTHER, ARCHER | B | LAKE RINGGOLD | NEW MAJOR RESERVOIR | 0 | 0 | 48 | 47 | 47 | 46
B | COUNTY-OTHER, ARCHER | B | LOCAL SEYMOUR AQUIFER | GROUNDWATER WELLS AND OTHER | 2 | 2 | 2 | 2 | 2 | 2
B | COUNTY-OTHER, ARCHER | B | WICHITA RIVER DIVERSION | OTHER SURFACE WATER | 6 | 6 | 6 | 6 | 6 | 6
B | COUNTY-OTHER, BAYLOR | B | MUNICIPAL CONSERVATION - BAYLOR COUNTY OTHER | MUNICIPAL CONSERVATION | 0 | 0 | 0 | 6 | 10 | 14
B | COUNTY-OTHER, CLAY | B | INDIRECT REUSE TO LAKE ARROWHEAD | INDIRECT REUSE | 144 | 143 | 142 | 141 | 139 | 138
B | COUNTY-OTHER, CLAY | B | LAKE RINGGOLD | NEW MAJOR RESERVOIR | 0 | 0 | 235 | 234 | 231 | 229
B | COUNTY-OTHER, CLAY | B | LOCAL SEYMOUR AQUIFER | GROUNDWATER WELLS AND OTHER | 10 | 10 | 10 | 10 | 10 | 10
B | COUNTY-OTHER, CLAY | B | MUNICIPAL CONSERVATION - CLAY COUNTY OTHER | MUNICIPAL CONSERVATION | 0 | 0 | 0 | 18 | 43 | 60
B | COUNTY-OTHER, CLAY | B | WICHITA RIVER DIVERSION | OTHER SURFACE WATER | 29 | 29 | 28 | 28 | 28 | 28
B | COUNTY-OTHER, FOARD | A | DEVELOP OGALLALA AQUIFER IN DONLEY COUNTY - GREENBELT MIWA | GROUNDWATER WELLS AND OTHER | 5 | 3 | 0 | 0 | 0 | 0
B | COUNTY-OTHER, FOARD | B | MUNICIPAL CONSERVATION - FOARD COUNTY OTHER | MUNICIPAL CONSERVATION | 0 | 0 | 1 | 4 | 7 | 8
B | COUNTY-OTHER, HARDEMAN | A | DEVELOP OGALLALA AQUIFER IN DONLEY COUNTY - GREENBELT MIWA | GROUNDWATER WELLS AND OTHER | 16 | 15 | 12 | 11 | 8 | 4
B | COUNTY-OTHER, HARDEMAN | B | MUNICIPAL CONSERVATION - HARDEMAN COUNTY OTHER | MUNICIPAL CONSERVATION | 0 | 0 | 0 | 4 | 8 | 13
B | COUNTY-OTHER, MONTAGUE | B | MUNICIPAL CONSERVATION - MONTAGUE COUNTY OTHER | MUNICIPAL CONSERVATION | 0 | 0 | 3 | 47 | 105 | 144
B | COUNTY-OTHER, WICHITA | B | INDIRECT REUSE TO LAKE ARROWHEAD | INDIRECT REUSE | 97 | 96 | 95 | 95 | 94 | 93
B | COUNTY-OTHER, WICHITA | B | LAKE RINGGOLD | NEW MAJOR RESERVOIR | 0 | 0 | 159 | 158 | 156 | 155
B | COUNTY-OTHER, WICHITA | B | LOCAL SEYMOUR AQUIFER | GROUNDWATER WELLS AND OTHER | 7 | 7 | 7 | 7 | 7 | 7
B | COUNTY-OTHER, WICHITA | B | MUNICIPAL CONSERVATION - WICHITA COUNTY OTHER | MUNICIPAL CONSERVATION | 0 | 0 | 2 | 15 | 27 | 36
B | COUNTY-OTHER, WICHITA | B | WICHITA RIVER DIVERSION | OTHER SURFACE WATER | 20 | 20 | 19 | 19 | 19 | 18
B | COUNTY-OTHER, WILBARGER | B | ADDITIONAL SEYMOUR AQUIFER - VERNON | GROUNDWATER WELLS AND OTHER | 1 | 6 | 16 | 38 | 46 | 53
B | COUNTY-OTHER, WILBARGER | B | MUNICIPAL CONSERVATION - WILBARGER COUNTY OTHER | MUNICIPAL CONSERVATION | 0 | 0 | 0 | 13 | 31 | 45
B | CROWELL | A | DEVELOP OGALLALA AQUIFER IN DONLEY COUNTY - GREENBELT MIWA | GROUNDWATER WELLS AND OTHER | 28 | 27 | 24 | 19 | 13 | 10
B | CROWELL | B | MUNICIPAL CONSERVATION - CROWELL | MUNICIPAL CONSERVATION | 0 | 0 | 2 | 7 | 13 | 16
B | DEAN DALE SUD | B | INDIRECT REUSE TO LAKE ARROWHEAD | INDIRECT REUSE | 160 | 159 | 158 | 157 | 155 | 154
B | DEAN DALE SUD | B | LAKE RINGGOLD | NEW MAJOR RESERVOIR | 0 | 0 | 262 | 260 | 257 | 255
B | DEAN DALE SUD | B | LOCAL SEYMOUR AQUIFER | GROUNDWATER WELLS AND OTHER | 12 | 11 | 11 | 11 | 11 | 11
B | DEAN DALE SUD | B | MUNICIPAL CONSERVATION - DEAN DALE SUD | MUNICIPAL CONSERVATION | 0 | 0 | 0 | 0 | 0 | 7
B | DEAN DALE SUD | B | WICHITA RIVER DIVERSION | OTHER SURFACE WATER | 32 | 32 | 32 | 32 | 31 | 31
B | ELECTRA | B | INDIRECT REUSE TO LAKE ARROWHEAD | INDIRECT REUSE | 425 | 463 | 287 | 285 | 285 | 280
B | ELECTRA | B | LAKE RINGGOLD | NEW MAJOR RESERVOIR | 0 | 0 | 476 | 473 | 469 | 464
B | ELECTRA | B | LOCAL SEYMOUR AQUIFER | GROUNDWATER WELLS AND OTHER | 21 | 21 | 20 | 20 | 20 | 20
B | ELECTRA | B | MUNICIPAL CONSERVATION - ELECTRA | MUNICIPAL CONSERVATION | 0 | 8 | 25 | 53 | 82 | 105
B | ELECTRA | B | WICHITA RIVER DIVERSION | OTHER SURFACE WATER | 58 | 58 | 57 | 57 | 56 | 56
B | HOLLIDAY | B | INDIRECT REUSE TO LAKE ARROWHEAD | INDIRECT REUSE | 136 | 154 | 132 | 128 | 124 | 123
B | HOLLIDAY | B | LAKE RINGGOLD | NEW MAJOR RESERVOIR | 0 | 0 | 216 | 213 | 210 | 208
B | HOLLIDAY | B | LOCAL SEYMOUR AQUIFER | GROUNDWATER WELLS AND OTHER | 8 | 9 | 9 | 9 | 9 | 9
B | HOLLIDAY | B | MUNICIPAL CONSERVATION - HOLLIDAY | MUNICIPAL CONSERVATION | 0 | 0 | 7 | 19 | 32 | 39
B | HOLLIDAY | B | WICHITA RIVER DIVERSION | OTHER SURFACE WATER | 24 | 26 | 26 | 26 | 25 | 25
B | IOWA PARK | B | INDIRECT REUSE TO LAKE ARROWHEAD | INDIRECT REUSE | 485 | 481 | 478 | 475 | 470 | 466
B | IOWA PARK | B | LAKE RINGGOLD | NEW MAJOR RESERVOIR | 0 | 0 | 793 | 788 | 781 | 773
B | IOWA PARK | B | LOCAL SEYMOUR AQUIFER | GROUNDWATER WELLS AND OTHER | 34 | 34 | 34 | 34 | 34 | 34
B | IOWA PARK | B | MUNICIPAL CONSERVATION - IOWA PARK | MUNICIPAL CONSERVATION | 0 | 0 | 5 | 36 | 76 | 91
B | IOWA PARK | B | WICHITA RIVER DIVERSION | OTHER SURFACE WATER | 97 | 96 | 96 | 95 | 94 | 93
B | IRRIGATION, ARCHER | B | CHLORIDE CONTROL PROJECT - RRA - IRRIGATION | IRRIGATION CONSERVATION | 144 | 129 | 114 | 99 | 86 | 73
B | IRRIGATION, ARCHER | B | IRRIGATION CONSERVATION - ARCHER | IRRIGATION CONSERVATION | 121 | 118 | 114 | 111 | 111 | 111
B | IRRIGATION, ARCHER | B | IRRIGATION CONSERVATION - WCWID NO. 2 ARCHER | IRRIGATION CONSERVATION | 368 | 411 | 454 | 494 | 560 | 626
B | IRRIGATION, BAYLOR | B | IRRIGATION CONSERVATION - BAYLOR | IRRIGATION CONSERVATION | 331 | 321 | 311 | 302 | 302 | 302
B | IRRIGATION, CLAY | B | CHLORIDE CONTROL PROJECT - RRA - IRRIGATION | IRRIGATION CONSERVATION | 12 | 11 | 10 | 9 | 8 | 7
B | IRRIGATION, CLAY | B | IRRIGATION CONSERVATION - CLAY | IRRIGATION CONSERVATION | 144 | 140 | 136 | 132 | 132 | 132
B | IRRIGATION, COTTLE | B | IRRIGATION CONSERVATION - COTTLE | IRRIGATION CONSERVATION | 400 | 388 | 377 | 366 | 366 | 366
B | IRRIGATION, FOARD | B | IRRIGATION CONSERVATION - FOARD | IRRIGATION CONSERVATION | 394 | 382 | 371 | 360 | 360 | 360
B | IRRIGATION, HARDEMAN | B | IRRIGATION CONSERVATION - HARDEMAN | IRRIGATION CONSERVATION | 794 | 770 | 747 | 725 | 725 | 725
B | IRRIGATION, KING | B | IRRIGATION CONSERVATION - KING | IRRIGATION CONSERVATION | 3 | 3 | 3 | 3 | 3 | 3
B | IRRIGATION, MONTAGUE | B | IRRIGATION CONSERVATION - MONTAGUE | IRRIGATION CONSERVATION | 87 | 87 | 87 | 87 | 87 | 87
B | IRRIGATION, WICHITA | B | CHLORIDE CONTROL PROJECT - RRA - IRRIGATION | IRRIGATION CONSERVATION | 5249 | 4752 | 4254 | 3756 | 3256 | 2758
B | IRRIGATION, WICHITA | B | IRRIGATION CONSERVATION - WCWID NO. 2 WICHITA | IRRIGATION CONSERVATION | 12666 | 12623 | 12580 | 12540 | 12474 | 12408
B | IRRIGATION, WICHITA | B | IRRIGATION CONSERVATION - WICHITA | IRRIGATION CONSERVATION | 4527 | 4449 | 4371 | 4293 | 4293 | 4293
B | IRRIGATION, WILBARGER | B | IRRIGATION CONSERVATION - WILBARGER | IRRIGATION CONSERVATION | 3160 | 3066 | 2974 | 2884 | 2884 | 2884
B | LAKESIDE CITY | B | INDIRECT REUSE TO LAKE ARROWHEAD | INDIRECT REUSE | 62 | 61 | 61 | 61 | 60 | 60
B | LAKESIDE CITY | B | LAKE RINGGOLD | NEW MAJOR RESERVOIR | 0 | 0 | 101 | 101 | 100 | 99
B | LAKESIDE CITY | B | LOCAL SEYMOUR AQUIFER | GROUNDWATER WELLS AND OTHER | 3 | 4 | 4 | 4 | 4 | 3
B | LAKESIDE CITY | B | MUNICIPAL CONSERVATION - LAKESIDE CITY | MUNICIPAL CONSERVATION | 0 | 0 | 2 | 6 | 11 | 15
B | LAKESIDE CITY | B | WICHITA RIVER DIVERSION | OTHER SURFACE WATER | 12 | 12 | 12 | 12 | 12 | 12
B | MANUFACTURING, HARDEMAN | A | DEVELOP OGALLALA AQUIFER IN DONLEY COUNTY - GREENBELT MIWA | GROUNDWATER WELLS AND OTHER | 55 | 59 | 63 | 66 | 66 | 66
B | MANUFACTURING, WICHITA | B | INDIRECT REUSE TO LAKE ARROWHEAD | INDIRECT REUSE | 1068 | 1169 | 746 | 772 | 765 | 757
B | MANUFACTURING, WICHITA | B | LAKE RINGGOLD | NEW MAJOR RESERVOIR | 0 | 0 | 1238 | 1281 | 1269 | 1257
B | MANUFACTURING, WICHITA | B | LOCAL SEYMOUR AQUIFER | GROUNDWATER WELLS AND OTHER | 49 | 50 | 53 | 55 | 55 | 55
B | MANUFACTURING, WICHITA | B | WICHITA RIVER DIVERSION | OTHER SURFACE WATER | 137 | 142 | 149 | 154 | 153 | 151
B | MANUFACTURING, WILBARGER | B | ADDITIONAL SEYMOUR AQUIFER - VERNON | GROUNDWATER WELLS AND OTHER | 227 | 243 | 4 | 17 | 33 | 45
B | MANUFACTURING, WILBARGER | B | VERNON DIRECT REUSE TO WILBARGER COUNTY MANUFACTURING | DIRECT POTABLE REUSE | 0 | 0 | 300 | 400 | 400 | 400
B | MINING, ARCHER | B | MINING CONSERVATION - ARCHER | OTHER CONSERVATION | 101 | 121 | 86 | 70 | 53 | 53
B | MINING, BAYLOR | B | MINING CONSERVATION - BAYLOR | OTHER CONSERVATION | 4 | 4 | 3 | 3 | 3 | 3
B | MINING, CLAY | B | MINING CONSERVATION - CLAY | OTHER CONSERVATION | 153 | 197 | 146 | 118 | 89 | 89
B | MINING, COTTLE | B | MINING CONSERVATION - COTTLE | OTHER CONSERVATION | 10 | 10 | 10 | 9 | 8 | 8
B | MINING, FOARD | B | MINING CONSERVATION - FOARD | OTHER CONSERVATION | 3 | 3 | 3 | 3 | 3 | 3
B | MINING, HARDEMAN | B | MINING CONSERVATION - HARDEMAN | OTHER CONSERVATION | 4 | 4 | 5 | 5 | 5 | 5
B | MINING, KING | B | MINING CONSERVATION - KING | OTHER CONSERVATION | 95 | 83 | 72 | 63 | 55 | 55
B | MINING, MONTAGUE | B | MINING CONSERVATION - MONTAGUE | OTHER CONSERVATION | 910 | 644 | 402 | 173 | 194 | 194
B | MINING, WICHITA | B | MINING CONSERVATION - WICHITA | OTHER CONSERVATION | 16 | 15 | 14 | 12 | 11 | 11
B | MINING, WILBARGER | B | MINING CONSERVATION - WILBARGER | OTHER CONSERVATION | 5 | 5 | 5 | 5 | 5 | 5
B | OLNEY | B | INDIRECT REUSE TO LAKE ARROWHEAD | INDIRECT REUSE | 194 | 193 | 191 | 190 | 188 | 187
B | OLNEY | B | LAKE RINGGOLD | NEW MAJOR RESERVOIR | 0 | 0 | 319 | 314 | 311 | 309
B | OLNEY | B | LOCAL SEYMOUR AQUIFER | GROUNDWATER WELLS AND OTHER | 14 | 14 | 14 | 14 | 14 | 14
B | OLNEY | B | WICHITA RIVER DIVERSION | OTHER SURFACE WATER | 39 | 39 | 38 | 38 | 38 | 37
B | QUANAH | A | DEVELOP OGALLALA AQUIFER IN DONLEY COUNTY - GREENBELT MIWA | GROUNDWATER WELLS AND OTHER | 79 | 78 | 73 | 56 | 38 | 32
B | QUANAH | B | MUNICIPAL CONSERVATION - QUANNAH | MUNICIPAL CONSERVATION | 0 | 0 | 5 | 23 | 41 | 48
B | SCOTLAND | B | INDIRECT REUSE TO LAKE ARROWHEAD | INDIRECT REUSE | 137 | 194 | 95 | 99 | 102 | 107
B | SCOTLAND | B | LAKE RINGGOLD | NEW MAJOR RESERVOIR | 0 | 0 | 114 | 114 | 113 | 112
B | SCOTLAND | B | LOCAL SEYMOUR AQUIFER | GROUNDWATER WELLS AND OTHER | 5 | 5 | 5 | 5 | 5 | 5
B | SCOTLAND | B | MUNICIPAL CONSERVATION - SCOTLAND | MUNICIPAL CONSERVATION | 0 | 3 | 8 | 16 | 22 | 28
B | SCOTLAND | B | WICHITA RIVER DIVERSION | OTHER SURFACE WATER | 14 | 14 | 14 | 14 | 14 | 13
B | STEAM ELECTRIC POWER, WICHITA | B | INDIRECT REUSE TO LAKE ARROWHEAD | INDIRECT REUSE | 142 | 148 | 123 | 122 | 121 | 120
B | STEAM ELECTRIC POWER, WICHITA | B | LAKE RINGGOLD | NEW MAJOR RESERVOIR | 0 | 0 | 204 | 203 | 201 | 199
B | STEAM ELECTRIC POWER, WICHITA | B | LOCAL SEYMOUR AQUIFER | GROUNDWATER WELLS AND OTHER | 9 | 9 | 9 | 9 | 9 | 9
B | STEAM ELECTRIC POWER, WICHITA | B | WICHITA RIVER DIVERSION | OTHER SURFACE WATER | 25 | 25 | 25 | 24 | 24 | 24
B | STEAM ELECTRIC POWER, WILBARGER | B | ALTERNATIVE COOLING TECHNOLOGY - STEAM ELECTRIC POWER WILBARGER COUNTY | OTHER CONSERVATION | 1114 | 1959 | 2803 | 3648 | 4492 | 5337
B | VERNON | B | ADDITIONAL SEYMOUR AQUIFER - VERNON | GROUNDWATER WELLS AND OTHER | 372 | 351 | 580 | 545 | 521 | 502
B | VERNON | B | MUNICIPAL CONSERVATION - VERNON | MUNICIPAL CONSERVATION | 0 | 0 | 0 | 51 | 124 | 202
B | VERNON | B | WATER CONSERVATION (REPLACE TRANSMISSION PIPELINE) - VERNON | MUNICIPAL CONSERVATION | 313 | 313 | 313 | 313 | 313 | 313
B | WICHITA FALLS | B | CHLORIDE CONTROL PROJECT - RRA - WICHITA FALLS | OTHER SURFACE WATER | 1133 | 1025 | 917 | 810 | 702 | 594
B | WICHITA FALLS | B | INDIRECT REUSE TO LAKE ARROWHEAD | INDIRECT REUSE | 6515 | 6298 | 7160 | 7153 | 7189 | 7220
B | WICHITA FALLS | B | LAKE RINGGOLD | NEW MAJOR RESERVOIR | 0 | 0 | 11924 | 11919 | 11984 | 12046
B | WICHITA FALLS | B | LOCAL SEYMOUR AQUIFER | GROUNDWATER WELLS AND OTHER | 512 | 511 | 510 | 515 | 521 | 524
B | WICHITA FALLS | B | MUNICIPAL CONSERVATION - WICHITA FALLS | MUNICIPAL CONSERVATION | 4484 | 4484 | 4484 | 4484 | 4484 | 4484
B | WICHITA FALLS | B | PRECIPITATION ENHANCEMENT - WICHITA FALLS | OTHER STRATEGIES | 1000 | 1000 | 1000 | 1000 | 1000 | 1000
B | WICHITA FALLS | B | WICHITA RIVER DIVERSION | OTHER SURFACE WATER | 1443 | 1441 | 1437 | 1437 | 1445 | 1452
B | WICHITA VALLEY WSC | B | INDIRECT REUSE TO LAKE ARROWHEAD | INDIRECT REUSE | 626 | 621 | 616 | 613 | 607 | 602
B | WICHITA VALLEY WSC | B | LAKE RINGGOLD | NEW MAJOR RESERVOIR | 0 | 0 | 1023 | 1017 | 1007 | 998
B | WICHITA VALLEY WSC | B | LOCAL SEYMOUR AQUIFER | GROUNDWATER WELLS AND OTHER | 45 | 44 | 43 | 44 | 43 | 43
B | WICHITA VALLEY WSC | B | MUNICIPAL CONSERVATION - WICHITA VALLEY WSC | MUNICIPAL CONSERVATION | 0 | 0 | 0 | 0 | 12 | 24
B | WICHITA VALLEY WSC | B | WICHITA RIVER DIVERSION | OTHER SURFACE WATER | 125 | 124 | 123 | 123 | 121 | 120
B | WINDTHORST WSC | B | INDIRECT REUSE TO LAKE ARROWHEAD | INDIRECT REUSE | 190 | 212 | 143 | 142 | 141 | 140
B | WINDTHORST WSC | B | LAKE RINGGOLD | NEW MAJOR RESERVOIR | 0 | 0 | 238 | 236 | 234 | 232
B | WINDTHORST WSC | B | LOCAL SEYMOUR AQUIFER | GROUNDWATER WELLS AND OTHER | 10 | 10 | 10 | 10 | 10 | 10
B | WINDTHORST WSC | B | MUNICIPAL CONSERVATION - WINDHORST WSC | MUNICIPAL CONSERVATION | 0 | 4 | 10 | 17 | 25 | 34
B | WINDTHORST WSC | B | WICHITA RIVER DIVERSION | OTHER SURFACE WATER | 29 | 29 | 29 | 28 | 28 | 28
C | ABLES SPRINGS WSC | C | CONSERVATION - ABLES SPRINGS WSC | MUNICIPAL CONSERVATION | 1 | 3 | 5 | 8 | 12 | 17
C | ABLES SPRINGS WSC | C | CONSERVATION, WATER LOSS CONTROL - ABLES SPRINGS WSC | MUNICIPAL CONSERVATION | 2 | 2 | 0 | 0 | 0 | 0
C | ABLES SPRINGS WSC | C | NTMWD - ADDITIONAL LAKE LAVON | OTHER SURFACE WATER | 6 | 13 | 17 | 25 | 22 | 20
C | ABLES SPRINGS WSC | C | NTMWD - LOWER BOIS D'ARC CREEK RESERVOIR | NEW MAJOR RESERVOIR | 6 | 75 | 104 | 159 | 145 | 135
C | ABLES SPRINGS WSC | C | NTMWD - MAIN STEM PUMP STATION | INDIRECT REUSE | 15 | 23 | 22 | 17 | 1 | 0
C | ABLES SPRINGS WSC | C | NTMWD - OKLAHOMA | OTHER SURFACE WATER | 0 | 0 | 0 | 0 | 0 | 59
C | ABLES SPRINGS WSC | C | NTMWD - TEXOMA BLENDING | OTHER SURFACE WATER | 0 | 0 | 34 | 53 | 84 | 80
C | ABLES SPRINGS WSC | C | NTMWD - TOLEDO BEND PHASE I | OTHER SURFACE WATER | 0 | 0 | 0 | 0 | 82 | 119
C | ABLES SPRINGS WSC | C | REMOVAL OF CHAPMAN SILT BARRIER | OTHER SURFACE WATER | 1 | 2 | 3 | 5 | 5 | 3
C | ABLES SPRINGS WSC | C | SULPHUR BASIN SUPPLY | NEW MAJOR RESERVOIR; OTHER SURFACE WATER | 0 | 0 | 0 | 0 | 28 | 104
C | ADDISON | I | ANRA-COL - LAKE COLUMBIA | NEW MAJOR RESERVOIR | 0 | 0 | 0 | 0 | 0 | 592
C | ADDISON | C | CONSERVATION - ADDISON | MUNICIPAL CONSERVATION | 80 | 154 | 247 | 313 | 387 | 468
C | ADDISON | C | CONSERVATION, WATER LOSS CONTROL - ADDISON | MUNICIPAL CONSERVATION | 30 | 30 | 0 | 0 | 0 | 0
C | ADDISON | C | DWU - MAIN STEM REUSE | NEW MAJOR RESERVOIR | 169 | 182 | 388 | 1239 | 1462 | 1576
C | ADDISON | C | LAKE PALESTINE | OTHER SURFACE WATER | 0 | 579 | 1223 | 1130 | 1148 | 1123
C | ADDISON | I | UNM-ROR-NECHES RUN OF RIVER | OTHER SURFACE WATER | 0 | 0 | 0 | 0 | 505 | 499
C | ALEDO | C | CONSERVATION - ALEDO | MUNICIPAL CONSERVATION | 3 | 8 | 19 | 27 | 33 | 40
C | ALEDO | C | CONSERVATION, WATER LOSS CONTROL - ALEDO | MUNICIPAL CONSERVATION | 4 | 4 | 0 | 0 | 0 | 0
C | ALEDO | C | FORT WORTH UNALLOCATED SUPPLY UTILIZATION | OTHER SURFACE WATER | 0 | 116 | 213 | 179 | 140 | 95
C | ALEDO | C | LAKE PALESTINE | OTHER SURFACE WATER | 0 | 0 | 0 | 0 | 246 | 0
C | ALEDO | C | SULPHUR BASIN SUPPLY | NEW MAJOR RESERVOIR; OTHER SURFACE WATER | 0 | 0 | 0 | 60 | 111 | 507
C | ALEDO | C | TRWD - ADDITIONAL CEDAR CREEK AND RICHLAND-CHAMBERS | INDIRECT REUSE; OTHER SURFACE WATER | 0 | 28 | 75 | 59 | 74 | 81
C | ALEDO | C | TRWD - CEDAR CREEK WETLANDS | INDIRECT REUSE | 0 | 59 | 171 | 256 | 200 | 160
C | ALEDO | C | TRWD - TEHUACANA | NEW MAJOR RESERVOIR | 0 | 0 | 81 | 141 | 65 | 75
C | ALLEN | C | CONSERVATION - ALLEN | MUNICIPAL CONSERVATION | 660 | 851 | 1002 | 1048 | 1113 | 1180
C | ALLEN | C | CONSERVATION, WATER LOSS CONTROL - ALLEN | MUNICIPAL CONSERVATION | 103 | 103 | 0 | 0 | 0 | 0
C | ALLEN | C | NTMWD - ADDITIONAL LAKE LAVON | OTHER SURFACE WATER | 200 | 442 | 475 | 558 | 390 | 276
C | ALLEN | C | NTMWD - LOWER BOIS D'ARC CREEK RESERVOIR | NEW MAJOR RESERVOIR | 149 | 2499 | 2844 | 3484 | 2553 | 1899
C | ALLEN | C | NTMWD - MAIN STEM PUMP STATION | INDIRECT REUSE | 472 | 788 | 599 | 384 | 15 | 0
C | ALLEN | C | NTMWD - OKLAHOMA | OTHER SURFACE WATER | 0 | 0 | 0 | 0 | 0 | 836
C | ALLEN | C | NTMWD - TEXOMA BLENDING | OTHER SURFACE WATER | 0 | 0 | 936 | 1161 | 1493 | 1120
C | ALLEN | C | NTMWD - TOLEDO BEND PHASE I | OTHER SURFACE WATER | 0 | 0 | 0 | 0 | 1439 | 1671
C | ALLEN | C | REMOVAL OF CHAPMAN SILT BARRIER | OTHER SURFACE WATER | 32 | 73 | 82 | 98 | 72 | 52
C | ALLEN | C | SULPHUR BASIN SUPPLY | NEW MAJOR RESERVOIR; OTHER SURFACE WATER | 0 | 0 | 0 | 0 | 488 | 1461
C | ALVORD | C | CONSERVATION - ALVORD | MUNICIPAL CONSERVATION | 0 | 1 | 2 | 3 | 4 | 5
C | ALVORD | C | CONSERVATION, WATER LOSS CONTROL - ALVORD | MUNICIPAL CONSERVATION | 1 | 1 | 0 | 0 | 0 | 0
C | ALVORD | C | SULPHUR BASIN SUPPLY | NEW MAJOR RESERVOIR; OTHER SURFACE WATER | 0 | 0 | 0 | 4 | 10 | 53
C | ALVORD | C | TRWD - ADDITIONAL CEDAR CREEK AND RICHLAND-CHAMBERS | INDIRECT REUSE; OTHER SURFACE WATER | 0 | 0 | 1 | 4 | 6 | 8
C | ALVORD | C | TRWD - CEDAR CREEK WETLANDS | INDIRECT REUSE | 0 | 0 | 1 | 17 | 18 | 17
C | ALVORD | C | TRWD - TEHUACANA | NEW MAJOR RESERVOIR | 0 | 0 | 0 | 10 | 6 | 8
C | ALVORD | I | UNM-ROR-NECHES RUN OF RIVER | OTHER SURFACE WATER | 0 | 0 | 0 | 0 | 22 | 0
C | ANNA | C | CONSERVATION - ANNA | MUNICIPAL CONSERVATION | 25 | 48 | 36 | 64 | 153 | 276
C | ANNA | C | CONSERVATION, WATER LOSS CONTROL - ANNA | MUNICIPAL CONSERVATION | 54 | 163 | 0 | 0 | 0 | 0
C | ANNA | C | NTMWD - ADDITIONAL LAKE LAVON | OTHER SURFACE WATER | 0 | 10 | 81 | 152 | 239 | 258
C | ANNA | C | NTMWD - LOWER BOIS D'ARC CREEK RESERVOIR | NEW MAJOR RESERVOIR | 0 | 56 | 482 | 952 | 1563 | 1773
C | ANNA | C | NTMWD - MAIN STEM PUMP STATION | INDIRECT REUSE | 0 | 18 | 102 | 105 | 9 | 0
C | ANNA | C | NTMWD - OKLAHOMA | OTHER SURFACE WATER | 0 | 0 | 0 | 0 | 0 | 780
C | ANNA | C | NTMWD - TEXOMA BLENDING | OTHER SURFACE WATER | 0 | 0 | 151 | 268 | 772 | 927
C | ANNA | C | NTMWD - TOLEDO BEND PHASE I | OTHER SURFACE WATER | 0 | 0 | 0 | 0 | 744 | 1385
C | ANNA | C | NTMWD UNALLOCATED SUPPLY UTILIZATION | INDIRECT REUSE; OTHER SURFACE WATER | 0 | 0 | 168 | 860 | 3089 | 3806
C | ANNA | C | REMOVAL OF CHAPMAN SILT BARRIER | OTHER SURFACE WATER | 0 | 1 | 13 | 27 | 44 | 48
C | ANNA | C | SULPHUR BASIN SUPPLY | NEW MAJOR RESERVOIR; OTHER SURFACE WATER | 0 | 0 | 0 | 0 | 252 | 2298
C | ANNETTA | C | CONSERVATION - ANNETTA | MUNICIPAL CONSERVATION | 1 | 1 | 2 | 3 | 5 | 6
C | ANNETTA | C | CONSERVATION, WATER LOSS CONTROL - ANNETTA | MUNICIPAL CONSERVATION | 1 | 1 | 0 | 0 | 0 | 0
C | ANNETTA | C | SULPHUR BASIN SUPPLY | NEW MAJOR RESERVOIR; OTHER SURFACE WATER | 0 | 0 | 0 | 4 | 14 | 121
C | ANNETTA | C | TRWD - ADDITIONAL CEDAR CREEK AND RICHLAND-CHAMBERS | INDIRECT REUSE; OTHER SURFACE WATER | 0 | 8 | 6 | 4 | 9 | 19
C | ANNETTA | C | TRWD - CEDAR CREEK WETLANDS | INDIRECT REUSE | 0 | 17 | 15 | 17 | 26 | 38
C | ANNETTA | C | TRWD - TEHUACANA | NEW MAJOR RESERVOIR | 0 | 0 | 7 | 10 | 8 | 18
C | ANNETTA | I | UNM-ROR-NECHES RUN OF RIVER | OTHER SURFACE WATER | 0 | 0 | 0 | 0 | 32 | 0
C | ANNETTA NORTH | C | CONSERVATION - ANNETTA NORTH | MUNICIPAL CONSERVATION | 0 | 0 | 1 | 1 | 2 | 2
C | ANNETTA NORTH | C | CONSERVATION, WATER LOSS CONTROL - ANNETTA NORTH | MUNICIPAL CONSERVATION | 0 | 0 | 0 | 0 | 0 | 0
C | ANNETTA NORTH | C | SULPHUR BASIN SUPPLY | NEW MAJOR RESERVOIR; OTHER SURFACE WATER | 0 | 0 | 0 | 2 | 4 | 23
C | ANNETTA NORTH | C | TRWD - ADDITIONAL CEDAR CREEK AND RICHLAND-CHAMBERS | INDIRECT REUSE; OTHER SURFACE WATER | 0 | 0 | 1 | 2 | 2 | 5
C | ANNETTA NORTH | C | TRWD - CEDAR CREEK WETLANDS | INDIRECT REUSE | 0 | 0 | 4 | 9 | 7 | 7
C | ANNETTA NORTH | C | TRWD - TEHUACANA | NEW MAJOR RESERVOIR | 0 | 0 | 2 | 4 | 2 | 3
C | ANNETTA NORTH | I | UNM-ROR-NECHES RUN OF RIVER | OTHER SURFACE WATER | 0 | 0 | 0 | 0 | 10 | 0
C | ANNETTA SOUTH | C | CONSERVATION - ANNETTA SOUTH | MUNICIPAL CONSERVATION | 0 | 0 | 1 | 1 | 1 | 1
C | ANNETTA SOUTH | C | CONSERVATION, WATER LOSS CONTROL - ANNETTA SOUTH | MUNICIPAL CONSERVATION | 0 | 0 | 0 | 0 | 0 | 0
C | ANNETTA SOUTH | C | SULPHUR BASIN SUPPLY | NEW MAJOR RESERVOIR; OTHER SURFACE WATER | 0 | 0 | 0 | 1 | 3 | 13
C | ANNETTA SOUTH | C | TRWD - ADDITIONAL CEDAR CREEK AND RICHLAND-CHAMBERS | INDIRECT REUSE; OTHER SURFACE WATER | 0 | 0 | 1 | 1 | 2 | 2
C | ANNETTA SOUTH | C | TRWD - CEDAR CREEK WETLANDS | INDIRECT REUSE | 0 | 0 | 3 | 5 | 4 | 4
C | ANNETTA SOUTH | C | TRWD - TEHUACANA | NEW MAJOR RESERVOIR | 0 | 0 | 1 | 2 | 1 | 2
C | ANNETTA SOUTH | I | UNM-ROR-NECHES RUN OF RIVER | OTHER SURFACE WATER | 0 | 0 | 0 | 0 | 7 | 0
C | ARGYLE | I | ANRA-COL - LAKE COLUMBIA | NEW MAJOR RESERVOIR | 0 | 0 | 0 | 0 | 0 | 57
C | ARGYLE | C | CONSERVATION - ARGYLE | MUNICIPAL CONSERVATION | 19 | 45 | 89 | 99 | 109 | 118
C | ARGYLE | C | CONSERVATION, WATER LOSS CONTROL - ARGYLE | MUNICIPAL CONSERVATION | 18 | 55 | 69 | 69 | 69 | 69
C | ARGYLE | C | DWU - MAIN STEM REUSE | NEW MAJOR RESERVOIR | 0 | 11 | 40 | 178 | 184 | 151
C | ARGYLE | C | LAKE PALESTINE | OTHER SURFACE WATER | 0 | 36 | 127 | 163 | 145 | 108
C | ARGYLE | C | REMOVAL OF CHAPMAN SILT BARRIER | OTHER SURFACE WATER | 0 | 7 | 14 | 16 | 13 | 11
C | ARGYLE | C | SULPHUR BASIN SUPPLY | NEW MAJOR RESERVOIR; OTHER SURFACE WATER | 0 | 0 | 0 | 0 | 63 | 435
C | ARGYLE | I | UNM-ROR-NECHES RUN OF RIVER | OTHER SURFACE WATER | 0 | 0 | 0 | 0 | 64 | 48
C | ARGYLE | C | UTRWD - CONTRACT RENEWAL WITH COMMERCE FOR LAKE CHAPMAN WATER | INDIRECT REUSE; OTHER SURFACE WATER | 0 | 0 | 65 | 73 | 60 | 107
C | ARGYLE | C | UTRWD - RALPH HALL RESERVOIR AND REUSE | INDIRECT REUSE; NEW MAJOR RESERVOIR | 0 | 334 | 744 | 854 | 889 | 624
C | ARGYLE WSC | I | ANRA-COL - LAKE COLUMBIA | NEW MAJOR RESERVOIR | 0 | 0 | 0 | 0 | 0 | 12
C | ARGYLE WSC | C | CONSERVATION - ARGYLE WSC | MUNICIPAL CONSERVATION | 24 | 38 | 42 | 45 | 48 | 51
C | ARGYLE WSC | C | CONSERVATION – WASTE PROHIBITION, ARGYLE WSC | MUNICIPAL CONSERVATION | 6 | 12 | 12 | 12 | 12 | 12
C | ARGYLE WSC | C | CONSERVATION, WATER LOSS CONTROL - ARGYLE WSC | MUNICIPAL CONSERVATION | 5 | 5 | 0 | 0 | 0 | 0
C | ARGYLE WSC | C | DWU - MAIN STEM REUSE | NEW MAJOR RESERVOIR | 0 | 0 | 2 | 27 | 36 | 31
C | ARGYLE WSC | C | LAKE PALESTINE | OTHER SURFACE WATER | 0 | 0 | 8 | 25 | 28 | 22
C | ARGYLE WSC | C | REMOVAL OF CHAPMAN SILT BARRIER | OTHER SURFACE WATER | 0 | 0 | 1 | 2 | 2 | 2
C | ARGYLE WSC | C | SULPHUR BASIN SUPPLY | NEW MAJOR RESERVOIR; OTHER SURFACE WATER | 0 | 0 | 0 | 0 | 12 | 90
C | ARGYLE WSC | I | UNM-ROR-NECHES RUN OF RIVER | OTHER SURFACE WATER | 0 | 0 | 0 | 0 | 12 | 10
C | ARGYLE WSC | C | UTRWD - CONTRACT RENEWAL WITH COMMERCE FOR LAKE CHAPMAN WATER | INDIRECT REUSE; OTHER SURFACE WATER | 0 | 0 | 4 | 11 | 12 | 22
C | ARGYLE WSC | C | UTRWD - RALPH HALL RESERVOIR AND REUSE | INDIRECT REUSE; NEW MAJOR RESERVOIR | 0 | 0 | 45 | 130 | 172 | 128
C | ARLINGTON | C | CONSERVATION - ARLINGTON | MUNICIPAL CONSERVATION | 949 | 1627 | 2216 | 2332 | 2570 | 2806
C | ARLINGTON | C | CONSERVATION, WATER LOSS CONTROL - ARLINGTON | MUNICIPAL CONSERVATION | 335 | 335 | 0 | 0 | 0 | 0
C | ARLINGTON | C | LAKE PALESTINE | OTHER SURFACE WATER | 0 | 0 | 0 | 0 | 8190 | 0
C | ARLINGTON | C | SULPHUR BASIN SUPPLY | NEW MAJOR RESERVOIR; OTHER SURFACE WATER | 0 | 0 | 0 | 8221 | 3668 | 17037
C | ARLINGTON | C | TRWD - ADDITIONAL CEDAR CREEK AND RICHLAND-CHAMBERS | INDIRECT REUSE; OTHER SURFACE WATER | 0 | 1400 | 2633 | 2061 | 2425 | 2720
C | ARLINGTON | C | TRWD - CEDAR CREEK WETLANDS | INDIRECT REUSE | 0 | 2887 | 5985 | 5171 | 6651 | 5358
C | ARLINGTON | C | TRWD - TEHUACANA | NEW MAJOR RESERVOIR | 0 | 0 | 2826 | 2443 | 2155 | 2531
C | ATHENS | I | AMWA ATHENS FISH HATCHERY REUSE | INDIRECT REUSE | 727 | 689 | 657 | 622 | 1361 | 1938
C | ATHENS | I | AMWA-BOOSTER PUMPSTATION IMPROVEMENTS | OTHER SURFACE WATER | 26 | 137 | 105 | 70 | 36 | 0
C | ATHENS | C | CONSERVATION - ATHENS | MUNICIPAL CONSERVATION | 39 | 69 | 102 | 125 | 235 | 388
C | ATHENS | C | CONSERVATION – WASTE PROHIBITION, ATHENS | MUNICIPAL CONSERVATION | 6 | 14 | 16 | 19 | 41 | 68
C | ATHENS | C | CONSERVATION, WATER LOSS CONTROL - ATHENS | MUNICIPAL CONSERVATION | 15 | 15 | 0 | 0 | 0 | 0
C | AUBREY | I | ANRA-COL - LAKE COLUMBIA | NEW MAJOR RESERVOIR | 0 | 0 | 0 | 0 | 0 | 32
C | AUBREY | C | CONSERVATION - AUBREY | MUNICIPAL CONSERVATION | 2 | 5 | 8 | 13 | 20 | 29
C | AUBREY | C | CONSERVATION, WATER LOSS CONTROL - AUBREY | MUNICIPAL CONSERVATION | 3 | 3 | 0 | 0 | 0 | 0
C | AUBREY | C | DWU - MAIN STEM REUSE | NEW MAJOR RESERVOIR | 0 | 5 | 13 | 69 | 86 | 86
C | AUBREY | C | LAKE PALESTINE | OTHER SURFACE WATER | 0 | 14 | 42 | 63 | 67 | 61
C | AUBREY | C | REMOVAL OF CHAPMAN SILT BARRIER | OTHER SURFACE WATER | 0 | 3 | 5 | 6 | 6 | 6
C | AUBREY | C | SULPHUR BASIN SUPPLY | NEW MAJOR RESERVOIR; OTHER SURFACE WATER | 0 | 0 | 0 | 0 | 30 | 248
C | AUBREY | I | UNM-ROR-NECHES RUN OF RIVER | OTHER SURFACE WATER | 0 | 0 | 0 | 0 | 30 | 27
C | AUBREY | C | UTRWD - CONTRACT RENEWAL WITH COMMERCE FOR LAKE CHAPMAN WATER | INDIRECT REUSE; OTHER SURFACE WATER | 0 | 0 | 21 | 29 | 28 | 61
C | AUBREY | C | UTRWD - RALPH HALL RESERVOIR AND REUSE | INDIRECT REUSE; NEW MAJOR RESERVOIR | 0 | 133 | 242 | 335 | 413 | 354
C | AURORA | C | CONSERVATION - AURORA | MUNICIPAL CONSERVATION | 0 | 1 | 2 | 3 | 4 | 6
C | AURORA | C | CONSERVATION, WATER LOSS CONTROL - AURORA | MUNICIPAL CONSERVATION | 1 | 1 | 0 | 0 | 0 | 0
C | AURORA | C | DWU - MAIN STEM REUSE | NEW MAJOR RESERVOIR | 0 | 0 | 0 | 0 | 29 | 0
C | AURORA | C | SULPHUR BASIN SUPPLY | NEW MAJOR RESERVOIR; OTHER SURFACE WATER | 0 | 0 | 0 | 5 | 13 | 83
C | AURORA | C | TRWD - ADDITIONAL CEDAR CREEK AND RICHLAND-CHAMBERS | INDIRECT REUSE; OTHER SURFACE WATER | 0 | 2 | 6 | 5 | 9 | 14
C | AURORA | C | TRWD - CEDAR CREEK WETLANDS | INDIRECT REUSE | 0 | 5 | 11 | 22 | 24 | 26
C | AURORA | C | TRWD - TEHUACANA | NEW MAJOR RESERVOIR | 0 | 0 | 5 | 12 | 8 | 12
C | AZLE | C | CONSERVATION - AZLE | MUNICIPAL CONSERVATION | 6 | 13 | 21 | 29 | 44 | 68
C | AZLE | C | CONSERVATION, WATER LOSS CONTROL - AZLE | MUNICIPAL CONSERVATION | 9 | 9 | 0 | 0 | 0 | 0
C | AZLE | C | LAKE PALESTINE | OTHER SURFACE WATER | 0 | 0 | 0 | 0 | 328 | 0
C | AZLE | C | SULPHUR BASIN SUPPLY | NEW MAJOR RESERVOIR; OTHER SURFACE WATER | 0 | 0 | 0 | 71 | 147 | 1011
C | AZLE | C | TRWD - ADDITIONAL CEDAR CREEK AND RICHLAND-CHAMBERS | INDIRECT REUSE; OTHER SURFACE WATER | 162 | 84 | 88 | 70 | 97 | 162
C | AZLE | C | TRWD - CEDAR CREEK WETLANDS | INDIRECT REUSE | 0 | 171 | 200 | 301 | 267 | 318
C | AZLE | C | TRWD - TEHUACANA | NEW MAJOR RESERVOIR | 0 | 0 | 95 | 167 | 86 | 150
C | BALCH SPRINGS | I | ANRA-COL - LAKE COLUMBIA | NEW MAJOR RESERVOIR | 0 | 0 | 0 | 0 | 0 | 205
C | BALCH SPRINGS | C | CONSERVATION - BALCH SPRINGS | MUNICIPAL CONSERVATION | 9 | 19 | 31 | 44 | 59 | 76
C | BALCH SPRINGS | C | CONSERVATION, WATER LOSS CONTROL - BALCH SPRINGS | MUNICIPAL CONSERVATION | 14 | 14 | 0 | 0 | 0 | 0
C | BALCH SPRINGS | C | DWU - MAIN STEM REUSE | NEW MAJOR RESERVOIR | 105 | 84 | 159 | 469 | 526 | 544
C | BALCH SPRINGS | C | LAKE PALESTINE | OTHER SURFACE WATER | 0 | 267 | 503 | 429 | 412 | 388
C | BALCH SPRINGS | I | UNM-ROR-NECHES RUN OF RIVER | OTHER SURFACE WATER | 0 | 0 | 0 | 0 | 181 | 173
C | BARDWELL | C | CONSERVATION - BARDWELL | MUNICIPAL CONSERVATION | 1 | 1 | 1 | 2 | 3 | 7
C | BARDWELL | C | CONSERVATION, WATER LOSS CONTROL - BARDWELL | MUNICIPAL CONSERVATION | 0 | 0 | 0 | 0 | 0 | 0
C | BARDWELL | C | SULPHUR BASIN SUPPLY | NEW MAJOR RESERVOIR; OTHER SURFACE WATER | 0 | 0 | 0 | 22 | 40 | 386
C | BARDWELL | C | TRWD - ADDITIONAL CEDAR CREEK AND RICHLAND-CHAMBERS | INDIRECT REUSE; OTHER SURFACE WATER | 23 | 14 | 15 | 11 | 13 | 30
C | BARDWELL | C | TRWD - CEDAR CREEK WETLANDS | INDIRECT REUSE | 0 | 29 | 35 | 47 | 36 | 61
C | BARDWELL | C | TRWD - TEHUACANA | NEW MAJOR RESERVOIR | 0 | 0 | 17 | 26 | 12 | 29
C | BARDWELL | I | UNM-ROR-NECHES RUN OF RIVER | OTHER SURFACE WATER | 0 | 0 | 0 | 0 | 46 | 0
C | BARTONVILLE | I | ANRA-COL - LAKE COLUMBIA | NEW MAJOR RESERVOIR | 0 | 0 | 0 | 0 | 0 | 17
C | BARTONVILLE | C | CONSERVATION - BARTONVILLE | MUNICIPAL CONSERVATION | 11 | 20 | 27 | 30 | 33 | 36
C | BARTONVILLE | C | CONSERVATION, WATER LOSS CONTROL - BARTONVILLE | MUNICIPAL CONSERVATION | 4 | 4 | 0 | 0 | 0 | 0
C | BARTONVILLE | C | DWU - MAIN STEM REUSE | NEW MAJOR RESERVOIR | 0 | 4 | 11 | 52 | 55 | 46
C | BARTONVILLE | C | LAKE PALESTINE | OTHER SURFACE WATER | 0 | 13 | 35 | 48 | 43 | 32
C | BARTONVILLE | C | REMOVAL OF CHAPMAN SILT BARRIER | OTHER SURFACE WATER | 0 | 3 | 4 | 5 | 4 | 3
C | BARTONVILLE | C | SULPHUR BASIN SUPPLY | NEW MAJOR RESERVOIR; OTHER SURFACE WATER | 0 | 0 | 0 | 0 | 19 | 130
C | BARTONVILLE | I | UNM-ROR-NECHES RUN OF RIVER | OTHER SURFACE WATER | 0 | 0 | 0 | 0 | 19 | 14
C | BARTONVILLE | C | UTRWD - CONTRACT RENEWAL WITH COMMERCE FOR LAKE CHAPMAN WATER | INDIRECT REUSE | 0 | 0 | 12 | 14 | 12 | 21
C | BARTONVILLE | C | UTRWD - RALPH HALL RESERVOIR AND REUSE | INDIRECT REUSE; NEW MAJOR RESERVOIR | 0 | 124 | 205 | 249 | 263 | 186
C | BEDFORD | C | CONSERVATION - BEDFORD | MUNICIPAL CONSERVATION | 121 | 208 | 304 | 357 | 392 | 428
C | BEDFORD | C | CONSERVATION, WATER LOSS CONTROL - BEDFORD | MUNICIPAL CONSERVATION | 914 | 914 | 0 | 0 | 0 | 0
C | BEDFORD | C | DWU - MAIN STEM REUSE | NEW MAJOR RESERVOIR | 0 | 0 | 0 | 0 | 1156 | 0
C | BEDFORD | C | SULPHUR BASIN SUPPLY | NEW MAJOR RESERVOIR; OTHER SURFACE WATER | 0 | 0 | 0 | 1162 | 517 | 2403
C | BEDFORD | C | TRWD - ADDITIONAL CEDAR CREEK AND RICHLAND-CHAMBERS | INDIRECT REUSE; OTHER SURFACE WATER | 0 | 0 | 353 | 293 | 342 | 384
C | BEDFORD | C | TRWD - CEDAR CREEK WETLANDS | INDIRECT REUSE | 0 | 0 | 802 | 731 | 938 | 756
C | BEDFORD | C | TRWD - TEHUACANA | NEW MAJOR RESERVOIR | 0 | 0 | 379 | 345 | 304 | 357
C | BELLS | C | BELLS NEW WELL IN WOODBINE AQUIFER | GROUNDWATER WELLS AND OTHER | 0 | 145 | 145 | 145 | 145 | 145
C | BELLS | C | CONSERVATION - BELLS | MUNICIPAL CONSERVATION | 1 | 1 | 2 | 3 | 10 | 16
C | BELLS | C | CONSERVATION, WATER LOSS CONTROL - BELLS | MUNICIPAL CONSERVATION | 1 | 1 | 0 | 0 | 0 | 0
C | BELLS | C | GTUA - GRAYSON COUNTY WSP | OTHER SURFACE WATER | 0 | 22 | 46 | 76 | 403 | 592
C | BENBROOK | C | CONSERVATION - BENBROOK | MUNICIPAL CONSERVATION | 69 | 123 | 184 | 242 | 389 | 424
C | BENBROOK | C | CONSERVATION – WASTE PROHIBITION, BENBROOK | MUNICIPAL CONSERVATION | 13 | 29 | 33 | 42 | 68 | 68
C | BENBROOK | C | CONSERVATION, IRRIGATION RESTRICTIONS – BENBROOK | MUNICIPAL CONSERVATION | 4 | 8 | 10 | 12 | 20 | 20
C | BENBROOK | C | CONSERVATION, WATER LOSS CONTROL - BENBROOK | MUNICIPAL CONSERVATION | 26 | 26 | 0 | 0 | 0 | 0
C | BENBROOK | C | LAKE PALESTINE | OTHER SURFACE WATER | 0 | 0 | 0 | 0 | 2391 | 0
C | BENBROOK | C | SULPHUR BASIN SUPPLY | NEW MAJOR RESERVOIR; OTHER SURFACE WATER | 0 | 0 | 0 | 71 | 147 | 3344
C | BENBROOK | C | TRWD - ADDITIONAL CEDAR CREEK AND RICHLAND-CHAMBERS | INDIRECT REUSE; OTHER SURFACE WATER | 648 | 544 | 541 | 404 | 708 | 660
C | BENBROOK | C | TRWD - CEDAR CREEK WETLANDS | INDIRECT REUSE | 0 | 1120 | 1227 | 1745 | 1943 | 1300
C | BENBROOK | C | TRWD - TEHUACANA | NEW MAJOR RESERVOIR | 0 | 0 | 580 | 965 | 629 | 614
C | BLACKLAND WSC | C | CONSERVATION - BLACKLAND WSC | MUNICIPAL CONSERVATION | 9 | 16 | 22 | 27 | 31 | 36
C | BLACKLAND WSC | C | CONSERVATION, WATER LOSS CONTROL - BLACKLAND WSC | MUNICIPAL CONSERVATION | 3 | 3 | 0 | 0 | 0 | 0
C | BLACKLAND WSC | C | CONSERVATION, WATER WASTE PROHIBITION - BLACKLAND WSC | MUNICIPAL CONSERVATION | 0 | 1 | 1 | 1 | 1 | 1
C | BLACKLAND WSC | C | NTMWD - ADDITIONAL LAKE LAVON | OTHER SURFACE WATER | 9 | 17 | 19 | 24 | 18 | 13
C | BLACKLAND WSC | C | NTMWD - LOWER BOIS D'ARC CREEK RESERVOIR | NEW MAJOR RESERVOIR | 7 | 97 | 115 | 148 | 115 | 91
C | BLACKLAND WSC | C | NTMWD - MAIN STEM PUMP STATION | INDIRECT REUSE | 23 | 31 | 24 | 16 | 1 | 0
C | BLACKLAND WSC | C | NTMWD - OKLAHOMA | OTHER SURFACE WATER | 0 | 0 | 0 | 0 | 0 | 40
C | BLACKLAND WSC | C | NTMWD - TEXOMA BLENDING | OTHER SURFACE WATER | 0 | 0 | 38 | 49 | 67 | 53
C | BLACKLAND WSC | C | NTMWD - TOLEDO BEND PHASE I | OTHER SURFACE WATER | 0 | 0 | 0 | 0 | 65 | 80
C | BLACKLAND WSC | C | REMOVAL OF CHAPMAN SILT BARRIER | OTHER SURFACE WATER | 2 | 2 | 3 | 4 | 3 | 5
C | BLACKLAND WSC | C | SULPHUR BASIN SUPPLY | NEW MAJOR RESERVOIR; OTHER SURFACE WATER | 0 | 0 | 0 | 0 | 22 | 70
C | BLOOMING GROVE | C | BLOOMING GROVE GROUNDWATER | GROUNDWATER WELLS AND OTHER | 160 | 160 | 160 | 160 | 160 | 160
C | BLOOMING GROVE | C | CONSERVATION - BLOOMING GROVE | MUNICIPAL CONSERVATION | 1 | 3 | 5 | 7 | 7 | 10
C | BLOOMING GROVE | C | CONSERVATION, WATER LOSS CONTROL - BLOOMING GROVE | MUNICIPAL CONSERVATION | 1 | 1 | 0 | 0 | 0 | 0
C | BLOOMING GROVE | C | CORSICANA - HALBERT/RICHLAND CHAMBERS NEW WTP | OTHER SURFACE WATER | 0 | 0 | 0 | 31 | 65 | 86
C | BLOOMING GROVE | C | CORSICANA UNALLOCATED SUPPLY UTILIZATION | OTHER SURFACE WATER | 0 | 55 | 66 | 51 | 37 | 40
C | BLUE MOUND | C | CONSERVATION - BLUE MOUND | MUNICIPAL CONSERVATION | 1 | 1 | 2 | 2 | 3 | 3
C | BLUE MOUND | C | CONSERVATION, WATER LOSS CONTROL - BLUE MOUND | MUNICIPAL CONSERVATION | 1 | 1 | 0 | 0 | 0 | 0
C | BLUE RIDGE | C | CONSERVATION - BLUE RIDGE | MUNICIPAL CONSERVATION | 0 | 1 | 4 | 19 | 54 | 109
C | BLUE RIDGE | C | CONSERVATION, WATER LOSS CONTROL - BLUE RIDGE | MUNICIPAL CONSERVATION | 0 | 0 | 0 | 0 | 0 | 0
C | BLUE RIDGE | C | NTMWD - ADDITIONAL LAKE LAVON | OTHER SURFACE WATER | 0 | 13 | 30 | 134 | 190 | 201
C | BLUE RIDGE | C | NTMWD - LOWER BOIS D'ARC CREEK RESERVOIR | NEW MAJOR RESERVOIR | 0 | 72 | 177 | 835 | 1242 | 1381
C | BLUE RIDGE | C | NTMWD - MAIN STEM PUMP STATION | INDIRECT REUSE | 0 | 23 | 37 | 92 | 7 | 0
C | BLUE RIDGE | C | NTMWD - OKLAHOMA | OTHER SURFACE WATER | 0 | 0 | 0 | 0 | 0 | 608
C | BLUE RIDGE | C | NTMWD - TEXOMA BLENDING | OTHER SURFACE WATER | 0 | 0 | 58 | 278 | 726 | 814
C | BLUE RIDGE | C | NTMWD - TOLEDO BEND PHASE I | OTHER SURFACE WATER | 0 | 0 | 0 | 0 | 700 | 1216
C | BLUE RIDGE | C | REMOVAL OF CHAPMAN SILT BARRIER | OTHER SURFACE WATER | 0 | 1 | 6 | 24 | 35 | 39
C | BLUE RIDGE | C | SULPHUR BASIN SUPPLY | NEW MAJOR RESERVOIR; OTHER SURFACE WATER | 0 | 0 | 0 | 0 | 237 | 1063
C | BOLIVAR WSC | I | ANRA-COL - LAKE COLUMBIA | NEW MAJOR RESERVOIR | 0 | 0 | 0 | 0 | 0 | 32
C | BOLIVAR WSC | C | CONSERVATION - BOLIVAR WSC | MUNICIPAL CONSERVATION | 4 | 8 | 14 | 22 | 33 | 46
C | BOLIVAR WSC | C | CONSERVATION, WATER LOSS CONTROL - BOLIVAR WSC | MUNICIPAL CONSERVATION | 6 | 6 | 0 | 0 | 0 | 0
C | BOLIVAR WSC | C | DWU - MAIN STEM REUSE | NEW MAJOR RESERVOIR | 0 | 1 | 7 | 54 | 82 | 85
C | BOLIVAR WSC | C | GAINESVILLE UNALLOCATED SUPPLY UTILIZATION | OTHER SURFACE WATER | 0 | 50 | 75 | 100 | 125 | 150
C | BOLIVAR WSC | C | LAKE PALESTINE | OTHER SURFACE WATER | 0 | 3 | 22 | 49 | 64 | 60
C | BOLIVAR WSC | C | REMOVAL OF CHAPMAN SILT BARRIER | OTHER SURFACE WATER | 0 | 1 | 3 | 5 | 6 | 6
C | BOLIVAR WSC | C | SULPHUR BASIN SUPPLY | NEW MAJOR RESERVOIR; OTHER SURFACE WATER | 0 | 0 | 0 | 0 | 28 | 244
C | BOLIVAR WSC | I | UNM-ROR-NECHES RUN OF RIVER | OTHER SURFACE WATER | 0 | 0 | 0 | 0 | 28 | 27
C | BOLIVAR WSC | C | UTRWD - CONTRACT RENEWAL WITH COMMERCE FOR LAKE CHAPMAN WATER | INDIRECT REUSE; OTHER SURFACE WATER | 0 | 0 | 12 | 23 | 26 | 60
C | BOLIVAR WSC | C | UTRWD - RALPH HALL RESERVOIR AND REUSE | INDIRECT REUSE; NEW MAJOR RESERVOIR | 0 | 27 | 130 | 258 | 393 | 347
C | BOLIVAR WSC | C | UTRWD UNALLOCATED SUPPLY UTILIZATION | INDIRECT REUSE; OTHER SURFACE WATER | 0 | 158 | 293 | 387 | 503 | 553
C | BONHAM | C | CONSERVATION - BONHAM | MUNICIPAL CONSERVATION | 7 | 17 | 34 | 61 | 94 | 138
C | BONHAM | C | CONSERVATION, WATER LOSS CONTROL - BONHAM | MUNICIPAL CONSERVATION | 28 | 10 | 0 | 0 | 0 | 0
C | BONHAM | C | NTMWD - LOWER BOIS D'ARC CREEK RESERVOIR | NEW MAJOR RESERVOIR | 0 | 0 | 0 | 416 | 1741 | 3013
C | BONHAM | C | NTMWD UNALLOCATED SUPPLY UTILIZATION | OTHER SURFACE WATER | 0 | 15 | 757 | 1456 | 1081 | 919
C | BOYD | C | CONSERVATION - BOYD | MUNICIPAL CONSERVATION | 3 | 5 | 9 | 5 | 9 | 12
C | BOYD | C | CONSERVATION, WATER LOSS CONTROL - BOYD | MUNICIPAL CONSERVATION | 6 | 17 | 22 | 0 | 0 | 0
C | BOYD | C | DWU - MAIN STEM REUSE | NEW MAJOR RESERVOIR | 0 | 0 | 0 | 0 | 70 | 0
C | BOYD | C | SULPHUR BASIN SUPPLY | NEW MAJOR RESERVOIR; OTHER SURFACE WATER | 0 | 0 | 0 | 10 | 31 | 175
C | BOYD | C | TRWD - ADDITIONAL CEDAR CREEK AND RICHLAND-CHAMBERS | INDIRECT REUSE; OTHER SURFACE WATER | 0 | 0 | 4 | 10 | 22 | 28
C | BOYD | C | TRWD - CEDAR CREEK WETLANDS | INDIRECT REUSE | 0 | 0 | 9 | 43 | 57 | 55
C | BOYD | C | TRWD - TEHUACANA | NEW MAJOR RESERVOIR | 0 | 0 | 4 | 24 | 18 | 26
C | BRIDGEPORT | C | CONSERVATION - BRIDGEPORT | MUNICIPAL CONSERVATION | 18 | 34 | 55 | 83 | 122 | 166
C | BRIDGEPORT | C | CONSERVATION, WATER LOSS CONTROL - BRIDGEPORT | MUNICIPAL CONSERVATION | 6 | 6 | 0 | 0 | 0 | 0
C | BRIDGEPORT | C | LAKE PALESTINE | OTHER SURFACE WATER | 0 | 0 | 0 | 0 | 532 | 0
C | BRIDGEPORT | C | SULPHUR BASIN SUPPLY | NEW MAJOR RESERVOIR; OTHER SURFACE WATER | 0 | 0 | 0 | 408 | 1071 | 2095
C | BRIDGEPORT | C | TRWD - ADDITIONAL CEDAR CREEK AND RICHLAND-CHAMBERS | INDIRECT REUSE; OTHER SURFACE WATER | 0 | 32 | 69 | 81 | 157 | 224
C | BRIDGEPORT | C | TRWD - CEDAR CREEK WETLANDS | INDIRECT REUSE | 0 | 67 | 158 | 353 | 170 | 442
C | BRIDGEPORT | C | TRWD - TEHUACANA | NEW MAJOR RESERVOIR | 0 | 0 | 74 | 195 | 140 | 209
C | BRYSON | C | CONSERVATION - BRYSON | MUNICIPAL CONSERVATION | 0 | 1 | 1 | 1 | 1 | 2
C | BRYSON | C | CONSERVATION, WATER LOSS CONTROL - BRYSON | MUNICIPAL CONSERVATION | 0 | 0 | 0 | 0 | 0 | 0
C | BUENA VISTA - BETHEL SUD | C | CONSERVATION - BUENA VISTA - BETHEL SUD | MUNICIPAL CONSERVATION | 16 | 33 | 53 | 72 | 114 | 166
C | BUENA VISTA - BETHEL SUD | C | CONSERVATION, WATER LOSS CONTROL - BUENA VISTA - BETHEL SUD | MUNICIPAL CONSERVATION | 6 | 6 | 0 | 0 | 0 | 0
C | BUENA VISTA - BETHEL SUD | C | DWU - MAIN STEM REUSE | NEW MAJOR RESERVOIR | 0 | 0 | 0 | 0 | 312 | 0
C | BUENA VISTA - BETHEL SUD | C | SULPHUR BASIN SUPPLY | NEW MAJOR RESERVOIR; OTHER SURFACE WATER | 0 | 0 | 0 | 0 | 312 | 977
C | CARROLLTON | I | ANRA-COL - LAKE COLUMBIA | NEW MAJOR RESERVOIR | 0 | 0 | 0 | 0 | 0 | 1157
C | CARROLLTON | C | CONSERVATION - CARROLLTON | MUNICIPAL CONSERVATION | 315 | 510 | 693 | 763 | 838 | 914
C | CARROLLTON | C | CONSERVATION, WATER LOSS CONTROL - CARROLLTON | MUNICIPAL CONSERVATION | 118 | 118 | 0 | 0 | 0 | 0
C | CARROLLTON | C | DWU - MAIN STEM REUSE | NEW MAJOR RESERVOIR | 663 | 596 | 1089 | 3025 | 3169 | 3077
C | CARROLLTON | C | LAKE PALESTINE | OTHER SURFACE WATER | 0 | 1898 | 3432 | 2761 | 2488 | 2193
C | CARROLLTON | I | UNM-ROR-NECHES RUN OF RIVER | OTHER SURFACE WATER | 0 | 0 | 0 | 0 | 1095 | 975
C | CEDAR HILL | I | ANRA-COL - LAKE COLUMBIA | NEW MAJOR RESERVOIR | 0 | 0 | 0 | 0 | 0 | 851
C | CEDAR HILL | C | CONSERVATION - CEDAR HILL | MUNICIPAL CONSERVATION | 143 | 277 | 450 | 575 | 632 | 690
C | CEDAR HILL | C | CONSERVATION – WASTE PROHIBITION, CEDAR HILL | MUNICIPAL CONSERVATION | 16 | 44 | 55 | 66 | 66 | 66
C | CEDAR HILL | C | CONSERVATION, WATER LOSS CONTROL - CEDAR HILL | MUNICIPAL CONSERVATION | 53 | 53 | 0 | 0 | 0 | 0
C | CEDAR HILL | C | DWU - MAIN STEM REUSE | NEW MAJOR RESERVOIR | 277 | 311 | 684 | 2217 | 2331 | 2264
C | CEDAR HILL | C | LAKE PALESTINE | OTHER SURFACE WATER | 0 | 991 | 2157 | 2024 | 1830 | 1614
C | CEDAR HILL | I | UNM-ROR-NECHES RUN OF RIVER | OTHER SURFACE WATER | 0 | 0 | 0 | 0 | 805 | 718
C | CELINA | I | ANRA-COL - LAKE COLUMBIA | NEW MAJOR RESERVOIR | 0 | 0 | 0 | 0 | 0 | 897
C | CELINA | C | CONSERVATION - CELINA | MUNICIPAL CONSERVATION | 63 | 214 | 549 | 1028 | 1130 | 1233
C | CELINA | C | CONSERVATION, WATER LOSS CONTROL - CELINA | MUNICIPAL CONSERVATION | 24 | 24 | 0 | 0 | 0 | 0
C | CELINA | C | DWU - MAIN STEM REUSE | NEW MAJOR RESERVOIR | 0 | 45 | 215 | 1997 | 2263 | 2385
C | CELINA | C | LAKE PALESTINE | OTHER SURFACE WATER | 0 | 143 | 676 | 1824 | 1776 | 1700
C | CELINA | C | NTMWD - ADDITIONAL LAKE LAVON | OTHER SURFACE WATER | 0 | 170 | 280 | 474 | 292 | 181
C | CELINA | C | NTMWD - LOWER BOIS D'ARC CREEK RESERVOIR | NEW MAJOR RESERVOIR | 0 | 962 | 1676 | 2961 | 1906 | 1246
C | CELINA | C | NTMWD - MAIN STEM PUMP STATION | INDIRECT REUSE | 0 | 303 | 353 | 326 | 11 | 0
C | CELINA | C | NTMWD - OKLAHOMA | OTHER SURFACE WATER | 0 | 0 | 0 | 0 | 0 | 548
C | CELINA | C | NTMWD - TEXOMA BLENDING | OTHER SURFACE WATER | 0 | 0 | 552 | 987 | 1115 | 734
C | CELINA | C | NTMWD - TOLEDO BEND PHASE I | OTHER SURFACE WATER | 0 | 0 | 0 | 0 | 1075 | 1097
C | CELINA | C | REMOVAL OF CHAPMAN SILT BARRIER | OTHER SURFACE WATER | 0 | 57 | 124 | 262 | 208 | 204
C | CELINA | C | SULPHUR BASIN SUPPLY | NEW MAJOR RESERVOIR; OTHER SURFACE WATER | 0 | 0 | 0 | 0 | 1136 | 7830
C | CELINA | I | UNM-ROR-NECHES RUN OF RIVER | OTHER SURFACE WATER | 0 | 0 | 0 | 0 | 782 | 756
C | CELINA | C | UTRWD - CONTRACT RENEWAL WITH COMMERCE FOR LAKE CHAPMAN WATER | INDIRECT REUSE; OTHER SURFACE WATER | 0 | 0 | 342 | 826 | 746 | 1692
C | CELINA | C | UTRWD - RALPH HALL RESERVOIR AND REUSE | INDIRECT REUSE; NEW MAJOR RESERVOIR | 0 | 1328 | 3952 | 9570 | 10948 | 9840
C | CELINA | C | UTRWD UNALLOCATED SUPPLY UTILIZATION | INDIRECT REUSE; OTHER SURFACE WATER | 1438 | 3366 | 6400 | 7339 | 4240 | 0
C | CHATFIELD WSC | C | CHATFIELD WSC NEW WELL | GROUNDWATER WELLS AND OTHER | 150 | 150 | 150 | 150 | 150 | 150
C | CHATFIELD WSC | C | CONSERVATION - CHATFIELD WSC | MUNICIPAL CONSERVATION | 2 | 3 | 5 | 6 | 8 | 10
C | CHATFIELD WSC | C | CONSERVATION, WATER LOSS CONTROL - CHATFIELD WSC | MUNICIPAL CONSERVATION | 2 | 2 | 0 | 0 | 0 | 0
C | CHATFIELD WSC | C | CORSICANA - HALBERT/RICHLAND CHAMBERS NEW WTP | OTHER SURFACE WATER | 0 | 0 | 0 | 78 | 155 | 190
C | CHATFIELD WSC | C | CORSICANA UNALLOCATED SUPPLY UTILIZATION | OTHER SURFACE WATER | 0 | 158 | 180 | 131 | 88 | 87
C | CHICO | C | CONSERVATION - CHICO | MUNICIPAL CONSERVATION | 3 | 5 | 7 | 14 | 19 | 26
C | CHICO | C | CONSERVATION, WATER LOSS CONTROL - CHICO | MUNICIPAL CONSERVATION | 1 | 1 | 0 | 0 | 0 | 0
C | CHICO | C | DWU - MAIN STEM REUSE | NEW MAJOR RESERVOIR | 0 | 0 | 0 | 0 | 70 | 0
C | CHICO | C | SULPHUR BASIN SUPPLY | NEW MAJOR RESERVOIR; OTHER SURFACE WATER | 0 | 0 | 0 | 11 | 32 | 198
C | CHICO | C | TRWD - ADDITIONAL CEDAR CREEK AND RICHLAND-CHAMBERS | INDIRECT REUSE; OTHER SURFACE WATER | 0 | 5 | 10 | 108 | 119 | 131
C | CHICO | C | TRWD - CEDAR CREEK WETLANDS | INDIRECT REUSE | 0 | 0 | 0 | 46 | 57 | 62
C | CHICO | C | TRWD - TEHUACANA | NEW MAJOR RESERVOIR | 0 | 0 | 0 | 26 | 19 | 29
C | COCKRELL HILL | I | ANRA-COL - LAKE COLUMBIA | NEW MAJOR RESERVOIR | 0 | 0 | 0 | 0 | 0 | 61
C | COCKRELL HILL | C | CONSERVATION - COCKRELL HILL | MUNICIPAL CONSERVATION | 1 | 3 | 4 | 5 | 9 | 23
C | COCKRELL HILL | C | CONSERVATION, WATER LOSS CONTROL - COCKRELL HILL | MUNICIPAL CONSERVATION | 2 | 2 | 0 | 0 | 0 | 0
C | COCKRELL HILL | C | DWU - MAIN STEM REUSE | NEW MAJOR RESERVOIR | 16 | 12 | 21 | 57 | 79 | 163
C | COCKRELL HILL | C | LAKE PALESTINE | OTHER SURFACE WATER | 0 | 40 | 66 | 52 | 63 | 116
C | COCKRELL HILL | I | UNM-ROR-NECHES RUN OF RIVER | OTHER SURFACE WATER | 0 | 0 | 0 | 0 | 28 | 52
C | COLLEGE MOUND WSC | C | CONSERVATION - COLLEGE MOUND WSC | MUNICIPAL CONSERVATION | 3 | 7 | 12 | 20 | 34 | 51
C | COLLEGE MOUND WSC | C | CONSERVATION, WATER LOSS CONTROL - COLLEGE MOUND WSC | MUNICIPAL CONSERVATION | 4 | 4 | 0 | 0 | 0 | 0
C | COLLEGE MOUND WSC | C | NTMWD - ADDITIONAL LAKE LAVON | OTHER SURFACE WATER | 13 | 25 | 33 | 46 | 44 | 39
C | COLLEGE MOUND WSC | C | NTMWD - LOWER BOIS D'ARC CREEK RESERVOIR | NEW MAJOR RESERVOIR | 10 | 145 | 199 | 291 | 287 | 267
C | COLLEGE MOUND WSC | C | NTMWD - MAIN STEM PUMP STATION | INDIRECT REUSE | 31 | 46 | 42 | 32 | 2 | 0
C | COLLEGE MOUND WSC | C | NTMWD - OKLAHOMA | OTHER SURFACE WATER | 0 | 0 | 0 | 0 | 0 | 117
C | COLLEGE MOUND WSC | C | NTMWD - TEXOMA BLENDING | OTHER SURFACE WATER | 0 | 0 | 66 | 97 | 168 | 157
C | COLLEGE MOUND WSC | C | NTMWD - TOLEDO BEND PHASE I | OTHER SURFACE WATER | 0 | 0 | 0 | 0 | 162 | 235
C | COLLEGE MOUND WSC | C | NTMWD UNALLOCATED SUPPLY UTILIZATION | INDIRECT REUSE; OTHER SURFACE WATER | 0 | 0 | 42 | 106 | 188 | 262
C | COLLEGE MOUND WSC | C | REMOVAL OF CHAPMAN SILT BARRIER | OTHER SURFACE WATER | 1 | 4 | 6 | 9 | 8 | 8
C | COLLEGE MOUND WSC | C | SULPHUR BASIN SUPPLY | NEW MAJOR RESERVOIR; OTHER SURFACE WATER | 0 | 0 | 0 | 0 | 55 | 205
C | COLLEYVILLE | C | CONSERVATION - COLLEYVILLE | MUNICIPAL CONSERVATION | 124 | 212 | 309 | 355 | 390 | 426
C | COLLEYVILLE | C | CONSERVATION, WATER LOSS CONTROL - COLLEYVILLE | MUNICIPAL CONSERVATION | 47 | 47 | 0 | 0 | 0 | 0
C | COLLEYVILLE | C | DWU - MAIN STEM REUSE | NEW MAJOR RESERVOIR | 0 | 0 | 0 | 0 | 1244 | 0
C | COLLEYVILLE | C | SULPHUR BASIN SUPPLY | NEW MAJOR RESERVOIR; OTHER SURFACE WATER | 0 | 0 | 0 | 1253 | 557 | 2586
C | COLLEYVILLE | C | TRWD - ADDITIONAL CEDAR CREEK AND RICHLAND-CHAMBERS | INDIRECT REUSE; OTHER SURFACE WATER | 0 | 203 | 393 | 314 | 368 | 414
C | COLLEYVILLE | C | TRWD - CEDAR CREEK WETLANDS | INDIRECT REUSE | 0 | 419 | 893 | 788 | 1011 | 813
C | COLLEYVILLE | C | TRWD - TEHUACANA | NEW MAJOR RESERVOIR | 0 | 0 | 422 | 372 | 328 | 384
C | COLLINSVILLE | C | CONSERVATION - COLLINSVILLE | MUNICIPAL CONSERVATION | 1 | 2 | 3 | 5 | 9 | 13
C | COLLINSVILLE | C | CONSERVATION, WATER LOSS CONTROL - COLLINSVILLE | MUNICIPAL CONSERVATION | 1 | 1 | 0 | 0 | 0 | 0
C | COLLINSVILLE | C | GTUA - GRAYSON COUNTY WSP | OTHER SURFACE WATER | 0 | 40 | 93 | 154 | 262 | 411
C | COMBINE | I | ANRA-COL - LAKE COLUMBIA | NEW MAJOR RESERVOIR | 0 | 0 | 0 | 0 | 0 | 37
C | COMBINE | C | CONSERVATION - COMBINE | MUNICIPAL CONSERVATION | 1 | 2 | 4 | 7 | 10 | 14
C | COMBINE | C | CONSERVATION, WATER LOSS CONTROL - COMBINE | MUNICIPAL CONSERVATION | 2 | 2 | 0 | 0 | 0 | 0
C | COMBINE | C | DWU - MAIN STEM REUSE | NEW MAJOR RESERVOIR | 10 | 11 | 22 | 70 | 87 | 99
C | COMBINE | C | DWU UNALLOCATED SUPPLY UTILIZATION | INDIRECT REUSE; OTHER SURFACE WATER | 112 | 125 | 140 | 168 | 224 | 284
C | COMBINE | C | LAKE PALESTINE | OTHER SURFACE WATER | 0 | 33 | 68 | 64 | 68 | 70
C | COMBINE | I | UNM-ROR-NECHES RUN OF RIVER | OTHER SURFACE WATER | 0 | 0 | 0 | 0 | 30 | 31
C | COMMUNITY WSC | C | CONSERVATION - COMMUNITY WSC | MUNICIPAL CONSERVATION | 1 | 2 | 4 | 6 | 8 | 10
C | COMMUNITY WSC | C | CONSERVATION, WATER LOSS CONTROL - COMMUNITY WSC | MUNICIPAL CONSERVATION | 2 | 2 | 0 | 0 | 0 | 0
C | COMMUNITY WSC | C | LAKE PALESTINE | OTHER SURFACE WATER | 0 | 0 | 0 | 0 | 57 | 0
C | COMMUNITY WSC | C | SULPHUR BASIN SUPPLY | NEW MAJOR RESERVOIR; OTHER SURFACE WATER | 0 | 0 | 0 | 14 | 26 | 128
C | COMMUNITY WSC | C | TRWD - ADDITIONAL CEDAR CREEK AND RICHLAND-CHAMBERS | INDIRECT REUSE; OTHER SURFACE WATER | 0 | 9 | 17 | 14 | 18 | 21
C | COMMUNITY WSC | C | TRWD - CEDAR CREEK WETLANDS | INDIRECT REUSE | 0 | 20 | 38 | 59 | 47 | 40
C | COMMUNITY WSC | C | TRWD - TEHUACANA | NEW MAJOR RESERVOIR | 0 | 0 | 18 | 32 | 15 | 19
C | COPEVILLE SUD | C | CONSERVATION - COPEVILLE SUD | MUNICIPAL CONSERVATION | 1 | 3 | 5 | 8 | 17 | 35
C | COPEVILLE SUD | C | CONSERVATION, WATER LOSS CONTROL - COPEVILLE SUD | MUNICIPAL CONSERVATION | 2 | 2 | 0 | 0 | 0 | 0
C | COPEVILLE SUD | C | NTMWD - ADDITIONAL LAKE LAVON | OTHER SURFACE WATER | 5 | 10 | 13 | 19 | 23 | 27
C | COPEVILLE SUD | C | NTMWD - LOWER BOIS D'ARC CREEK RESERVOIR | NEW MAJOR RESERVOIR | 4 | 55 | 74 | 117 | 148 | 185
C | COPEVILLE SUD | C | NTMWD - MAIN STEM PUMP STATION | INDIRECT REUSE | 12 | 17 | 16 | 13 | 1 | 0
C | COPEVILLE SUD | C | NTMWD - OKLAHOMA | OTHER SURFACE WATER | 0 | 0 | 0 | 0 | 0 | 82
C | COPEVILLE SUD | C | NTMWD - TEXOMA BLENDING | OTHER SURFACE WATER | 0 | 0 | 24 | 39 | 86 | 110
C | COPEVILLE SUD | C | NTMWD - TOLEDO BEND PHASE I | OTHER SURFACE WATER | 0 | 0 | 0 | 0 | 83 | 163
C | COPEVILLE SUD | C | REMOVAL OF CHAPMAN SILT BARRIER | OTHER SURFACE WATER | 1 | 2 | 1 | 3 | 4 | 4
C | COPEVILLE SUD | C | SULPHUR BASIN SUPPLY | NEW MAJOR RESERVOIR; OTHER SURFACE WATER | 0 | 0 | 0 | 0 | 28 | 143
C | COPPELL | I | ANRA-COL - LAKE COLUMBIA | NEW MAJOR RESERVOIR | 0 | 0 | 0 | 0 | 0 | 561
C | COPPELL | C | CONSERVATION - COPPELL | MUNICIPAL CONSERVATION | 147 | 244 | 334 | 370 | 407 | 442
C | COPPELL | C | CONSERVATION, WATER LOSS CONTROL - COPPELL | MUNICIPAL CONSERVATION | 55 | 55 | 0 | 0 | 0 | 0
C | COPPELL | C | DWU - MAIN STEM REUSE | NEW MAJOR RESERVOIR | 310 | 286 | 525 | 1465 | 1535 | 1490
C | COPPELL | C | LAKE PALESTINE | OTHER SURFACE WATER | 0 | 910 | 1655 | 1338 | 1206 | 1063
C | COPPELL | I | UNM-ROR-NECHES RUN OF RIVER | OTHER SURFACE WATER | 0 | 0 | 0 | 0 | 531 | 473
C | COPPER CANYON | I | ANRA-COL - LAKE COLUMBIA | NEW MAJOR RESERVOIR | 0 | 0 | 0 | 0 | 0 | 6
C | COPPER CANYON | C | CONSERVATION - COPPER CANYON | MUNICIPAL CONSERVATION | 4 | 6 | 9 | 10 | 13 | 14
C | COPPER CANYON | C | CONSERVATION, WATER LOSS CONTROL - COPPER CANYON | MUNICIPAL CONSERVATION | 1 | 1 | 0 | 0 | 0 | 0
C | COPPER CANYON | C | DWU - MAIN STEM REUSE | NEW MAJOR RESERVOIR | 0 | 1 | 2 | 13 | 16 | 14
C | COPPER CANYON | C | LAKE PALESTINE | OTHER SURFACE WATER | 0 | 2 | 7 | 11 | 13 | 11
C | COPPER CANYON | C | REMOVAL OF CHAPMAN SILT BARRIER | OTHER SURFACE WATER | 0 | 0 | 1 | 1 | 1 | 1
C | COPPER CANYON | C | SULPHUR BASIN SUPPLY | NEW MAJOR RESERVOIR; OTHER SURFACE WATER | 0 | 0 | 0 | 0 | 5 | 43
C | COPPER CANYON | I | UNM-ROR-NECHES RUN OF RIVER | OTHER SURFACE WATER | 0 | 0 | 0 | 0 | 6 | 5
C | COPPER CANYON | C | UTRWD - CONTRACT RENEWAL WITH COMMERCE FOR LAKE CHAPMAN WATER | INDIRECT REUSE | 0 | 0 | 2 | 3 | 3 | 7
C | COPPER CANYON | C | UTRWD - RALPH HALL RESERVOIR AND REUSE | INDIRECT REUSE; NEW MAJOR RESERVOIR | 0 | 18 | 38 | 59 | 77 | 61
C | CORBET WSC | C | CONSERVATION - CORBET WSC | MUNICIPAL CONSERVATION | 1 | 2 | 3 | 4 | 6 | 7
C | CORBET WSC | C | CONSERVATION, WATER LOSS CONTROL - CORBET WSC | MUNICIPAL CONSERVATION | 1 | 1 | 0 | 0 | 0 | 0
C | CORBET WSC | C | CORSICANA - HALBERT/RICHLAND CHAMBERS NEW WTP | OTHER SURFACE WATER | 0 | 0 | 0 | 53 | 111 | 147
C | CORBET WSC | C | CORSICANA UNALLOCATED SUPPLY UTILIZATION | OTHER SURFACE WATER | 0 | 93 | 113 | 87 | 63 | 67
C | CORINTH | I | ANRA-COL - LAKE COLUMBIA | NEW MAJOR RESERVOIR | 0 | 0 | 0 | 0 | 0 | 67
C | CORINTH | C | CONSERVATION - CORINTH | MUNICIPAL CONSERVATION | 57 | 108 | 149 | 165 | 181 | 198
C | CORINTH | C | CONSERVATION, IRRIGATION RESTRICTIONS – CORINTH | MUNICIPAL CONSERVATION | 5 | 13 | 13 | 13 | 13 | 13
C | CORINTH | C | CONSERVATION, WATER LOSS CONTROL - CORINTH | MUNICIPAL CONSERVATION | 21 | 21 | 0 | 0 | 0 | 0
C | CORINTH | C | CORINTH NEW WELLS IN TRINITY AQUIFER-2020 | GROUNDWATER WELLS AND OTHER | 561 | 561 | 561 | 561 | 561 | 561
C | CORINTH | C | CORINTH NEW WELLS IN TRINITY AQUIFER-2030 | GROUNDWATER WELLS AND OTHER | 0 | 561 | 561 | 561 | 561 | 561
C | CORINTH | C | CORINTH UPSIZE EXISTING WELL | GROUNDWATER WELLS AND OTHER | 286 | 286 | 286 | 286 | 286 | 286
C | CORINTH | C | DWU - MAIN STEM REUSE | NEW MAJOR RESERVOIR | 0 | 17 | 46 | 208 | 214 | 177
C | CORINTH | C | LAKE PALESTINE | OTHER SURFACE WATER | 0 | 55 | 144 | 190 | 168 | 126
C | CORINTH | C | REMOVAL OF CHAPMAN SILT BARRIER | OTHER SURFACE WATER | 0 | 11 | 16 | 19 | 15 | 13
C | CORINTH | C | SULPHUR BASIN SUPPLY | NEW MAJOR RESERVOIR; OTHER SURFACE WATER | 0 | 0 | 0 | 0 | 76 | 511
C | CORINTH | I | UNM-ROR-NECHES RUN OF RIVER | OTHER SURFACE WATER | 0 | 0 | 0 | 0 | 74 | 56
C | CORINTH | C | UTRWD - CONTRACT RENEWAL WITH COMMERCE FOR LAKE CHAPMAN WATER | INDIRECT REUSE; OTHER SURFACE WATER | 0 | 0 | 72 | 87 | 71 | 126
C | CORINTH | C | UTRWD - RALPH HALL RESERVOIR AND REUSE | INDIRECT REUSE; NEW MAJOR RESERVOIR | 0 | 510 | 840 | 997 | 1034 | 732
C | CORSICANA | C | CONSERVATION - CORSICANA | MUNICIPAL CONSERVATION | 80 | 140 | 210 | 254 | 306 | 364
C | CORSICANA | C | CONSERVATION, WATER LOSS CONTROL - CORSICANA | MUNICIPAL CONSERVATION | 30 | 30 | 0 | 0 | 0 | 0
C | CORSICANA | C | CORSICANA - HALBERT/RICHLAND CHAMBERS NEW WTP | OTHER SURFACE WATER | 0 | 0 | 553 | 1227 | 2622 | 3449
C | CORSICANA | C | CORSICANA UNALLOCATED SUPPLY UTILIZATION | OTHER SURFACE WATER | 0 | 2110 | 2031 | 2042 | 1477 | 1582
C | COUNTY-OTHER, COLLIN | C | CONSERVATION - COLLIN COUNTY | MUNICIPAL CONSERVATION | 5 | 11 | 16 | 70 | 124 | 238
C | COUNTY-OTHER, COLLIN | C | CONSERVATION, WATER LOSS CONTROL - COLLIN COUNTY | MUNICIPAL CONSERVATION | 8 | 8 | 0 | 0 | 0 | 0
C | COUNTY-OTHER, COLLIN | C | NTMWD - ADDITIONAL LAKE LAVON | OTHER SURFACE WATER | 18 | 28 | 29 | 148 | 150 | 173
C | COUNTY-OTHER, COLLIN | C | NTMWD - LOWER BOIS D'ARC CREEK RESERVOIR | NEW MAJOR RESERVOIR | 14 | 157 | 173 | 926 | 986 | 1189
C | COUNTY-OTHER, COLLIN | C | NTMWD - MAIN STEM PUMP STATION | INDIRECT REUSE | 43 | 50 | 36 | 102 | 6 | 0
C | COUNTY-OTHER, COLLIN | C | NTMWD - OKLAHOMA | OTHER SURFACE WATER | 0 | 0 | 0 | 0 | 0 | 524
C | COUNTY-OTHER, COLLIN | C | NTMWD - TEXOMA BLENDING | OTHER SURFACE WATER | 0 | 0 | 57 | 309 | 577 | 701
C | COUNTY-OTHER, COLLIN | C | NTMWD - TOLEDO BEND PHASE I | OTHER SURFACE WATER | 0 | 0 | 0 | 0 | 556 | 1047
C | COUNTY-OTHER, COLLIN | C | REMOVAL OF CHAPMAN SILT BARRIER | OTHER SURFACE WATER | 3 | 5 | 5 | 26 | 28 | 33
C | COUNTY-OTHER, COLLIN | C | SULPHUR BASIN SUPPLY | NEW MAJOR RESERVOIR; OTHER SURFACE WATER | 0 | 0 | 0 | 0 | 188 | 916
C | COUNTY-OTHER, COOKE | C | CONSERVATION - COOKE COUNTY | MUNICIPAL CONSERVATION | 4 | 8 | 12 | 21 | 31 | 75
C | COUNTY-OTHER, COOKE | C | CONSERVATION, WATER LOSS CONTROL - COOKE COUNTY | MUNICIPAL CONSERVATION | 6 | 6 | 0 | 0 | 0 | 0
C | COUNTY-OTHER, COOKE | C | GAINESVILLE UNALLOCATED SUPPLY UTILIZATION | OTHER SURFACE WATER | 0 | 0 | 0 | 0 | 0 | 1280
C | COUNTY-OTHER, DALLAS | I | ANRA-COL - LAKE COLUMBIA | NEW MAJOR RESERVOIR | 0 | 0 | 0 | 0 | 0 | 63
C | COUNTY-OTHER, DALLAS | C | CONSERVATION - DALLAS COUNTY | MUNICIPAL CONSERVATION | 6 | 6 | 6 | 9 | 11 | 13
C | COUNTY-OTHER, DALLAS | C | CONSERVATION, WATER LOSS CONTROL - DALLAS COUNTY | MUNICIPAL CONSERVATION | 9 | 9 | 0 | 0 | 0 | 0
C | COUNTY-OTHER, DALLAS | C | DWU - MAIN STEM REUSE | NEW MAJOR RESERVOIR | 82 | 46 | 61 | 168 | 174 | 168
C | COUNTY-OTHER, DALLAS | C | FORT WORTH UNALLOCATED SUPPLY UTILIZATION | OTHER SURFACE WATER | 0 | 79 | 103 | 81 | 60 | 41
C | COUNTY-OTHER, DALLAS | C | LAKE PALESTINE | OTHER SURFACE WATER | 0 | 149 | 190 | 152 | 247 | 120
C | COUNTY-OTHER, DALLAS | C | SULPHUR BASIN SUPPLY | NEW MAJOR RESERVOIR; OTHER SURFACE WATER | 0 | 0 | 0 | 29 | 50 | 228
C | COUNTY-OTHER, DALLAS | C | TRWD - ADDITIONAL CEDAR CREEK AND RICHLAND-CHAMBERS | INDIRECT REUSE; OTHER SURFACE WATER | 0 | 22 | 38 | 28 | 32 | 36
C | COUNTY-OTHER, DALLAS | C | TRWD - CEDAR CREEK WETLANDS | INDIRECT REUSE | 0 | 46 | 87 | 122 | 90 | 72
C | COUNTY-OTHER, DALLAS | C | TRWD - TEHUACANA | NEW MAJOR RESERVOIR | 0 | 0 | 41 | 68 | 29 | 34
C | COUNTY-OTHER, DALLAS | I | UNM-ROR-NECHES RUN OF RIVER | OTHER SURFACE WATER | 0 | 0 | 0 | 0 | 60 | 53
C | COUNTY-OTHER, DENTON | I | ANRA-COL - LAKE COLUMBIA | NEW MAJOR RESERVOIR | 0 | 0 | 0 | 0 | 0 | 407
C | COUNTY-OTHER, DENTON | C | CONSERVATION - DENTON COUNTY | MUNICIPAL CONSERVATION | 13 | 28 | 46 | 86 | 174 | 390
C | COUNTY-OTHER, DENTON | C | CONSERVATION, WATER LOSS CONTROL - DENTON COUNTY | MUNICIPAL CONSERVATION | 19 | 19 | 0 | 0 | 0 | 0
C | COUNTY-OTHER, DENTON | C | DENTON COUNTY OTHER NEW WELLS IN TRINITY AQUIFER | GROUNDWATER WELLS AND OTHER | 504 | 504 | 504 | 504 | 504 | 504
C | COUNTY-OTHER, DENTON | C | DENTON COUNTY OTHER NEW WELLS IN WOODBINE AQUIFER | GROUNDWATER WELLS AND OTHER | 1000 | 1000 | 1000 | 1000 | 1000 | 1000
C | COUNTY-OTHER, DENTON | C | DWU - MAIN STEM REUSE | NEW MAJOR RESERVOIR | 0 | 13 | 43 | 349 | 656 | 1081
C | COUNTY-OTHER, DENTON | C | LAKE PALESTINE | OTHER SURFACE WATER | 0 | 42 | 136 | 319 | 515 | 771
C | COUNTY-OTHER, DENTON | C | NTMWD - ADDITIONAL LAKE LAVON | OTHER SURFACE WATER | 31 | 47 | 51 | 58 | 40 | 28
C | COUNTY-OTHER, DENTON | C | NTMWD - LOWER BOIS D'ARC CREEK RESERVOIR | NEW MAJOR RESERVOIR | 23 | 271 | 301 | 364 | 264 | 195
C | COUNTY-OTHER, DENTON | C | NTMWD - MAIN STEM PUMP STATION | INDIRECT REUSE | 74 | 85 | 63 | 40 | 2 | 0
C | COUNTY-OTHER, DENTON | C | NTMWD - OKLAHOMA | OTHER SURFACE WATER | 0 | 0 | 0 | 0 | 0 | 86
C | COUNTY-OTHER, DENTON | C | NTMWD - TEXOMA BLENDING | OTHER SURFACE WATER | 0 | 0 | 99 | 121 | 155 | 115
C | COUNTY-OTHER, DENTON | C | NTMWD - TOLEDO BEND PHASE I | OTHER SURFACE WATER | 0 | 0 | 0 | 0 | 149 | 171
C | COUNTY-OTHER, DENTON | C | REMOVAL OF CHAPMAN SILT BARRIER | OTHER SURFACE WATER | 6 | 17 | 24 | 42 | 52 | 82
C | COUNTY-OTHER, DENTON | C | SULPHUR BASIN SUPPLY | NEW MAJOR RESERVOIR; OTHER SURFACE WATER | 0 | 0 | 0 | 0 | 321 | 3379
C | COUNTY-OTHER, DENTON | I | UNM-ROR-NECHES RUN OF RIVER | OTHER SURFACE WATER | 0 | 0 | 0 | 0 | 227 | 343
C | COUNTY-OTHER, DENTON | C | UTRWD - CONTRACT RENEWAL WITH COMMERCE FOR LAKE CHAPMAN WATER | INDIRECT REUSE; OTHER SURFACE WATER | 0 | 0 | 68 | 143 | 215 | 764
C | COUNTY-OTHER, DENTON | C | UTRWD - RALPH HALL RESERVOIR AND REUSE | INDIRECT REUSE; NEW MAJOR RESERVOIR | 0 | 272 | 596 | 1528 | 3033 | 4388
C | COUNTY-OTHER, ELLIS | C | CONSERVATION - ELLIS COUNTY | MUNICIPAL CONSERVATION | 2 | 5 | 8 | 41 | 110 | 233
C | COUNTY-OTHER, ELLIS | C | CONSERVATION, WATER LOSS CONTROL - ELLIS COUNTY | MUNICIPAL CONSERVATION | 4 | 4 | 0 | 0 | 0 | 0
C | COUNTY-OTHER, ELLIS | C | DWU - MAIN STEM REUSE | NEW MAJOR RESERVOIR | 0 | 0 | 0 | 0 | 573 | 0
C | COUNTY-OTHER, ELLIS | C | SULPHUR BASIN SUPPLY | NEW MAJOR RESERVOIR; OTHER SURFACE WATER | 0 | 0 | 0 | 458 | 826 | 7030
C | COUNTY-OTHER, ELLIS | C | TRWD - ADDITIONAL CEDAR CREEK AND RICHLAND-CHAMBERS | INDIRECT REUSE; OTHER SURFACE WATER | 2034 | 850 | 829 | 723 | 888 | 2380
C | COUNTY-OTHER, ELLIS | C | TRWD - CEDAR CREEK WETLANDS | INDIRECT REUSE | 0 | 1330 | 1035 | 981 | 750 | 1105
C | COUNTY-OTHER, ELLIS | C | TRWD - TEHUACANA | NEW MAJOR RESERVOIR | 0 | 0 | 489 | 542 | 243 | 522
C | COUNTY-OTHER, ELLIS | I | UNM-ROR-NECHES RUN OF RIVER | OTHER SURFACE WATER | 0 | 0 | 0 | 0 | 923 | 0
C | COUNTY-OTHER, FANNIN | C | CONSERVATION - FANNIN COUNTY | MUNICIPAL CONSERVATION | 5 | 9 | 14 | 25 | 67 | 130
C | COUNTY-OTHER, FANNIN | C | CONSERVATION, WATER LOSS CONTROL - FANNIN COUNTY | MUNICIPAL CONSERVATION | 7 | 7 | 0 | 0 | 0 | 0
C | COUNTY-OTHER, FANNIN | C | NTMWD - LOWER BOIS D'ARC CREEK RESERVOIR | NEW MAJOR RESERVOIR | 0 | 0 | 0 | 451 | 1741 | 4070
C | COUNTY-OTHER, FANNIN | C | NTMWD UNALLOCATED SUPPLY UTILIZATION | OTHER SURFACE WATER | 0 | 4 | 137 | 156 | 1064 | 1226
C | COUNTY-OTHER, FREESTONE | C | CONSERVATION - FREESTONE COUNTY | MUNICIPAL CONSERVATION | 4 | 8 | 11 | 19 | 39 | 93
C | COUNTY-OTHER, FREESTONE | C | CONSERVATION, WATER LOSS CONTROL - FREESTONE COUNTY | MUNICIPAL CONSERVATION | 6 | 6 | 0 | 0 | 0 | 0
C | COUNTY-OTHER, FREESTONE | C | CORSICANA - HALBERT/RICHLAND CHAMBERS NEW WTP | OTHER SURFACE WATER | 0 | 0 | 0 | 24 | 76 | 182
C | COUNTY-OTHER, FREESTONE | C | CORSICANA UNALLOCATED SUPPLY UTILIZATION | OTHER SURFACE WATER | 0 | 40 | 44 | 40 | 43 | 84
C | COUNTY-OTHER, FREESTONE | C | SULPHUR BASIN SUPPLY | NEW MAJOR RESERVOIR; OTHER SURFACE WATER | 0 | 0 | 0 | 43 | 187 | 1976
C | COUNTY-OTHER, FREESTONE | C | TRWD - ADDITIONAL CEDAR CREEK AND RICHLAND-CHAMBERS | OTHER SURFACE WATER | 189 | 47 | 27 | 43 | 95 | 315
C | COUNTY-OTHER, FREESTONE | C | TRWD - CEDAR CREEK WETLANDS | INDIRECT REUSE | 0 | 98 | 60 | 182 | 340 | 623
C | COUNTY-OTHER, FREESTONE | C | TRWD - TEHUACANA | NEW MAJOR RESERVOIR | 0 | 0 | 28 | 101 | 136 | 294
C | COUNTY-OTHER, FREESTONE | I | UNM-ROR-NECHES RUN OF RIVER | OTHER SURFACE WATER | 0 | 0 | 0 | 0 | 417 | 0
C | COUNTY-OTHER, GRAYSON | C | CONSERVATION - GRAYSON COUNTY | MUNICIPAL CONSERVATION | 9 | 18 | 26 | 34 | 58 | 116
C | COUNTY-OTHER, GRAYSON | C | CONSERVATION, WATER LOSS CONTROL - GRAYSON COUNTY | MUNICIPAL CONSERVATION | 14 | 14 | 0 | 0 | 0 | 0
C | COUNTY-OTHER, GRAYSON | C | GTUA - GRAYSON COUNTY WSP | OTHER SURFACE WATER | 13 | 883 | 1193 | 1530 | 1958 | 3162
C | COUNTY-OTHER, JACK | C | CONSERVATION - JACK COUNTY | MUNICIPAL CONSERVATION | 2 | 3 | 5 | 7 | 8 | 10
C | COUNTY-OTHER, JACK | C | CONSERVATION, WATER LOSS CONTROL - JACK COUNTY | MUNICIPAL CONSERVATION | 2 | 2 | 0 | 0 | 0 | 0
C | COUNTY-OTHER, JACK | C | DWU - MAIN STEM REUSE | NEW MAJOR RESERVOIR | 0 | 0 | 0 | 0 | 7 | 0
C | COUNTY-OTHER, JACK | C | JACKSBORO UNALLOCATED SUPPLY UTILIZATION | OTHER SURFACE WATER | 7 | 7 | 7 | 7 | 7 | 7
C | COUNTY-OTHER, JACK | C | SULPHUR BASIN SUPPLY | NEW MAJOR RESERVOIR; OTHER SURFACE WATER | 0 | 0 | 0 | 2 | 3 | 17
C | COUNTY-OTHER, JACK | C | TRWD - ADDITIONAL CEDAR CREEK AND RICHLAND-CHAMBERS | INDIRECT REUSE; OTHER SURFACE WATER | 48 | 46 | 42 | 37 | 31 | 25
C | COUNTY-OTHER, JACK | C | TRWD - CEDAR CREEK WETLANDS | INDIRECT REUSE | 0 | 2 | 5 | 7 | 6 | 5
C | COUNTY-OTHER, JACK | C | TRWD - TEHUACANA | NEW MAJOR RESERVOIR | 0 | 0 | 2 | 4 | 2 | 3
C | COUNTY-OTHER, KAUFMAN | I | ANRA-COL - LAKE COLUMBIA | NEW MAJOR RESERVOIR | 0 | 0 | 0 | 0 | 0 | 73
C | COUNTY-OTHER, KAUFMAN | C | CONSERVATION - KAUFMAN COUNTY | MUNICIPAL CONSERVATION | 6 | 12 | 26 | 53 | 112 | 186
C | COUNTY-OTHER, KAUFMAN | C | CONSERVATION, WATER LOSS CONTROL - KAUFMAN COUNTY | MUNICIPAL CONSERVATION | 9 | 9 | 0 | 0 | 0 | 0
C | COUNTY-OTHER, KAUFMAN | C | DWU - MAIN STEM REUSE | NEW MAJOR RESERVOIR | 1 | 5 | 18 | 77 | 185 | 193
C | COUNTY-OTHER, KAUFMAN | C | DWU UNALLOCATED SUPPLY UTILIZATION | INDIRECT REUSE; OTHER SURFACE WATER | 93 | 93 | 125 | 200 | 387 | 578
C | COUNTY-OTHER, KAUFMAN | C | LAKE PALESTINE | OTHER SURFACE WATER | 0 | 18 | 55 | 70 | 112 | 138
C | COUNTY-OTHER, KAUFMAN | C | NTMWD - ADDITIONAL LAKE LAVON | OTHER SURFACE WATER | 6 | 11 | 27 | 67 | 97 | 101
C | COUNTY-OTHER, KAUFMAN | C | NTMWD - LOWER BOIS D'ARC CREEK RESERVOIR | NEW MAJOR RESERVOIR | 6 | 59 | 162 | 418 | 636 | 690
C | COUNTY-OTHER, KAUFMAN | C | NTMWD - MAIN STEM PUMP STATION | INDIRECT REUSE | 14 | 19 | 34 | 46 | 4 | 0
C | COUNTY-OTHER, KAUFMAN | C | NTMWD - OKLAHOMA | OTHER SURFACE WATER | 0 | 0 | 0 | 0 | 0 | 304
C | COUNTY-OTHER, KAUFMAN | C | NTMWD - TEXOMA BLENDING | OTHER SURFACE WATER | 0 | 0 | 53 | 139 | 370 | 407
C | COUNTY-OTHER, KAUFMAN | C | NTMWD - TOLEDO BEND PHASE I | OTHER SURFACE WATER | 0 | 0 | 0 | 0 | 357 | 608
C | COUNTY-OTHER, KAUFMAN | C | NTMWD UNALLOCATED SUPPLY UTILIZATION | INDIRECT REUSE; OTHER SURFACE WATER | 1 | 0 | 32 | 147 | 413 | 678
C | COUNTY-OTHER, KAUFMAN | C | REMOVAL OF CHAPMAN SILT BARRIER | OTHER SURFACE WATER | 2 | 1 | 5 | 12 | 17 | 18
C | COUNTY-OTHER, KAUFMAN | C | SULPHUR BASIN SUPPLY | NEW MAJOR RESERVOIR; OTHER SURFACE WATER | 0 | 0 | 0 | 10 | 140 | 630
C | COUNTY-OTHER, KAUFMAN | C | TRWD - ADDITIONAL CEDAR CREEK AND RICHLAND-CHAMBERS | INDIRECT REUSE; OTHER SURFACE WATER | 86 | 36 | 41 | 32 | 49 | 60
C | COUNTY-OTHER, KAUFMAN | C | TRWD - CEDAR CREEK WETLANDS | INDIRECT REUSE | 0 | 74 | 92 | 140 | 130 | 120
C | COUNTY-OTHER, KAUFMAN | C | TRWD - TEHUACANA | NEW MAJOR RESERVOIR | 0 | 0 | 43 | 76 | 42 | 57
C | COUNTY-OTHER, KAUFMAN | I | UNM-ROR-NECHES RUN OF RIVER | OTHER SURFACE WATER | 0 | 0 | 0 | 0 | 166 | 61
C | COUNTY-OTHER, NAVARRO | C | CONSERVATION - NAVARRO COUNTY | MUNICIPAL CONSERVATION | 2 | 4 | 6 | 14 | 35 | 74
C | COUNTY-OTHER, NAVARRO | C | CONSERVATION, WATER LOSS CONTROL - NAVARRO COUNTY | MUNICIPAL CONSERVATION | 3 | 3 | 0 | 0 | 0 | 0
C | COUNTY-OTHER, NAVARRO | C | CORSICANA - HALBERT/RICHLAND CHAMBERS NEW WTP | OTHER SURFACE WATER | 0 | 0 | 0 | 107 | 414 | 869
C | COUNTY-OTHER, NAVARRO | C | CORSICANA UNALLOCATED SUPPLY UTILIZATION | OTHER SURFACE WATER | 0 | 124 | 138 | 179 | 234 | 398
C | COUNTY-OTHER, NAVARRO | C | DWU - MAIN STEM REUSE | NEW MAJOR RESERVOIR | 0 | 0 | 0 | 0 | 79 | 0
C | COUNTY-OTHER, NAVARRO | C | SULPHUR BASIN SUPPLY | NEW MAJOR RESERVOIR; OTHER SURFACE WATER | 0 | 0 | 0 | 7 | 36 | 424
C | COUNTY-OTHER, NAVARRO | C | TRWD - ADDITIONAL CEDAR CREEK AND RICHLAND-CHAMBERS | INDIRECT REUSE; OTHER SURFACE WATER | 0 | 0 | 1 | 7 | 25 | 67
C | COUNTY-OTHER, NAVARRO | C | TRWD - CEDAR CREEK WETLANDS | INDIRECT REUSE | 0 | 1 | 3 | 30 | 64 | 134
C | COUNTY-OTHER, NAVARRO | C | TRWD - TEHUACANA | NEW MAJOR RESERVOIR | 0 | 0 | 2 | 16 | 21 | 63
C | COUNTY-OTHER, PARKER | C | CONSERVATION - PARKER COUNTY | MUNICIPAL CONSERVATION | 23 | 46 | 67 | 124 | 237 | 441
C | COUNTY-OTHER, PARKER | C | CONSERVATION, WATER LOSS CONTROL - PARKER COUNTY | MUNICIPAL CONSERVATION | 35 | 35 | 0 | 0 | 0 | 0
C | COUNTY-OTHER, PARKER | C | DWU - MAIN STEM REUSE | NEW MAJOR RESERVOIR | 0 | 0 | 0 | 0 | 383 | 0
C | COUNTY-OTHER, PARKER | C | PARKER COUNTY OTHER NEW WELLS IN TRINITY AQUIFER | GROUNDWATER WELLS AND OTHER | 200 | 200 | 200 | 200 | 200 | 200
C | COUNTY-OTHER, PARKER | C | SULPHUR BASIN SUPPLY | NEW MAJOR RESERVOIR; OTHER SURFACE WATER | 0 | 0 | 0 | 56 | 749 | 7208
C | COUNTY-OTHER, PARKER | C | TRWD - ADDITIONAL CEDAR CREEK AND RICHLAND-CHAMBERS | INDIRECT REUSE; OTHER SURFACE WATER | 0 | 6 | 9 | 56 | 497 | 1151
C | COUNTY-OTHER, PARKER | C | TRWD - CEDAR CREEK WETLANDS | INDIRECT REUSE | 0 | 11 | 19 | 238 | 1359 | 2267
C | COUNTY-OTHER, PARKER | C | TRWD - TEHUACANA | NEW MAJOR RESERVOIR | 0 | 0 | 9 | 132 | 440 | 1071
C | COUNTY-OTHER, PARKER | I | UNM-ROR-NECHES RUN OF RIVER | OTHER SURFACE WATER | 0 | 0 | 0 | 0 | 1290 | 0
C | COUNTY-OTHER, PARKER | C | WEATHERFORD UNALLOCATED SUPPLY UTILIZATION | OTHER SURFACE WATER | 0 | 0 | 0 | 944 | 1489 | 2114
C | COUNTY-OTHER, ROCKWALL | C | CONSERVATION - ROCKWALL COUNTY | MUNICIPAL CONSERVATION | 2 | 4 | 6 | 7 | 31 | 63
C | COUNTY-OTHER, ROCKWALL | C | CONSERVATION, WATER LOSS CONTROL - ROCKWALL COUNTY | MUNICIPAL CONSERVATION | 3 | 3 | 0 | 0 | 0 | 0
C | COUNTY-OTHER, ROCKWALL | C | NTMWD - ADDITIONAL LAKE LAVON | OTHER SURFACE WATER | 9 | 14 | 16 | 18 | 41 | 47
C | COUNTY-OTHER, ROCKWALL | C | NTMWD - LOWER BOIS D'ARC CREEK RESERVOIR | NEW MAJOR RESERVOIR | 7 | 82 | 92 | 110 | 269 | 328
C | COUNTY-OTHER, ROCKWALL | C | NTMWD - MAIN STEM PUMP STATION | INDIRECT REUSE | 22 | 26 | 19 | 12 | 2 | 0
C | COUNTY-OTHER, ROCKWALL | C | NTMWD - OKLAHOMA | OTHER SURFACE WATER | 0 | 0 | 0 | 0 | 0 | 144
C | COUNTY-OTHER, ROCKWALL | C | NTMWD - TEXOMA BLENDING | OTHER SURFACE WATER | 0 | 0 | 30 | 37 | 158 | 193
C | COUNTY-OTHER, ROCKWALL | C | NTMWD - TOLEDO BEND PHASE I | OTHER SURFACE WATER | 0 | 0 | 0 | 0 | 152 | 289
C | COUNTY-OTHER, ROCKWALL | C | REMOVAL OF CHAPMAN SILT BARRIER | OTHER SURFACE WATER | 2 | 3 | 2 | 3 | 6 | 11
C | COUNTY-OTHER, ROCKWALL | C | SULPHUR BASIN SUPPLY | NEW MAJOR RESERVOIR; OTHER SURFACE WATER | 0 | 0 | 0 | 0 | 51 | 253
C | COUNTY-OTHER, TARRANT | I | ANRA-COL - LAKE COLUMBIA | NEW MAJOR RESERVOIR | 0 | 0 | 0 | 0 | 0 | 57
C | COUNTY-OTHER, TARRANT | C | CONSERVATION - TARRANT COUNTY | MUNICIPAL CONSERVATION | 20 | 39 | 57 | 125 | 208 | 344
C | COUNTY-OTHER, TARRANT | C | CONSERVATION, WATER LOSS CONTROL - TARRANT COUNTY | MUNICIPAL CONSERVATION | 30 | 30 | 0 | 0 | 0 | 0
C | COUNTY-OTHER, TARRANT | C | DWU - MAIN STEM REUSE | NEW MAJOR RESERVOIR | 56 | 38 | 54 | 150 | 226 | 151
C | COUNTY-OTHER, TARRANT | C | FORT WORTH UNALLOCATED SUPPLY UTILIZATION | OTHER SURFACE WATER | 0 | 692 | 684 | 823 | 819 | 769
C | COUNTY-OTHER, TARRANT | C | LAKE PALESTINE | OTHER SURFACE WATER | 0 | 122 | 170 | 136 | 1574 | 108
C | COUNTY-OTHER, TARRANT | C | SULPHUR BASIN SUPPLY | NEW MAJOR RESERVOIR; OTHER SURFACE WATER | 0 | 0 | 0 | 294 | 681 | 4326
C | COUNTY-OTHER, TARRANT | C | TRWD - ADDITIONAL CEDAR CREEK AND RICHLAND-CHAMBERS | INDIRECT REUSE; OTHER SURFACE WATER | 0 | 145 | 236 | 291 | 450 | 691
C | COUNTY-OTHER, TARRANT | C | TRWD - CEDAR CREEK WETLANDS | INDIRECT REUSE | 0 | 301 | 533 | 1258 | 1234 | 1360
C | COUNTY-OTHER, TARRANT | C | TRWD - TEHUACANA | NEW MAJOR RESERVOIR | 0 | 0 | 251 | 696 | 400 | 642
C | COUNTY-OTHER, TARRANT | I | UNM-ROR-NECHES RUN OF RIVER | OTHER SURFACE WATER | 0 | 0 | 0 | 0 | 54 | 48
C | COUNTY-OTHER, WISE | C | CONSERVATION - WISE COUNTY | MUNICIPAL CONSERVATION | 12 | 24 | 35 | 67 | 108 | 156
C | COUNTY-OTHER, WISE | C | CONSERVATION, WATER LOSS CONTROL - WISE COUNTY | MUNICIPAL CONSERVATION | 18 | 18 | 0 | 0 | 0 | 0
C | COUNTY-OTHER, WISE | C | DWU - MAIN STEM REUSE | NEW MAJOR RESERVOIR | 0 | 0 | 0 | 0 | 499 | 0
C | COUNTY-OTHER, WISE | C | SULPHUR BASIN SUPPLY | NEW MAJOR RESERVOIR; OTHER SURFACE WATER | 0 | 0 | 0 | 81 | 225 | 1398
C | COUNTY-OTHER, WISE | C | TRWD - ADDITIONAL CEDAR CREEK AND RICHLAND-CHAMBERS | INDIRECT REUSE; OTHER SURFACE WATER | 0 | 27 | 39 | 80 | 149 | 222
C | COUNTY-OTHER, WISE | C | TRWD - CEDAR CREEK WETLANDS | INDIRECT REUSE | 0 | 53 | 88 | 345 | 408 | 440
C | COUNTY-OTHER, WISE | C | TRWD - TEHUACANA | NEW MAJOR RESERVOIR | 0 | 0 | 42 | 191 | 132 | 208
C | COUNTY-OTHER, WISE | C | WISE COUNTY WSD UNALLOCATED SUPPLY UTILIZATION | OTHER SURFACE WATER | 467 | 421 | 356 | 1098 | 1671 | 2083
C | CRANDALL | C | CONSERVATION - CRANDALL | MUNICIPAL CONSERVATION | 11 | 20 | 35 | 47 | 51 | 56
C | CRANDALL | C | CONSERVATION, WATER LOSS CONTROL - CRANDALL | MUNICIPAL CONSERVATION | 4 | 4 | 0 | 0 | 0 | 0
C | CRANDALL | C | NTMWD - ADDITIONAL LAKE LAVON | OTHER SURFACE WATER | 37 | 33 | 38 | 51 | 34 | 23
C | CRANDALL | C | NTMWD - LOWER BOIS D'ARC CREEK RESERVOIR | NEW MAJOR RESERVOIR | 28 | 188 | 228 | 324 | 219 | 153
C | CRANDALL | C | NTMWD - MAIN STEM PUMP STATION | INDIRECT REUSE | 89 | 59 | 48 | 36 | 1 | 0
C | CRANDALL | C | NTMWD - OKLAHOMA | OTHER SURFACE WATER | 0 | 0 | 0 | 0 | 0 | 67
C | CRANDALL | C | NTMWD - TEXOMA BLENDING | OTHER SURFACE WATER | 0 | 0 | 67 | 91 | 117 | 87
C | CRANDALL | C | NTMWD - TOLEDO BEND PHASE I | OTHER SURFACE WATER | 0 | 0 | 0 | 0 | 113 | 129
C | CRANDALL | C | NTMWD UNALLOCATED SUPPLY UTILIZATION | INDIRECT REUSE; OTHER SURFACE WATER | 0 | 52 | 170 | 300 | 234 | 171
C | CRANDALL | C | REMOVAL OF CHAPMAN SILT BARRIER | OTHER SURFACE WATER | 6 | 6 | 7 | 10 | 5 | 4
C | CRANDALL | C | SULPHUR BASIN SUPPLY | NEW MAJOR RESERVOIR; OTHER SURFACE WATER | 0 | 0 | 0 | 0 | 38 | 112
C | CROSS ROADS | I | ANRA-COL - LAKE COLUMBIA | NEW MAJOR RESERVOIR | 0 | 0 | 0 | 0 | 0 | 16
C | CROSS ROADS | C | CONSERVATION - CROSS ROADS | MUNICIPAL CONSERVATION | 7 | 13 | 23 | 25 | 28 | 30
C | CROSS ROADS | C | CONSERVATION, WATER LOSS CONTROL - CROSS ROADS | MUNICIPAL CONSERVATION | 2 | 2 | 0 | 0 | 0 | 0
C | CROSS ROADS | C | DWU - MAIN STEM REUSE | NEW MAJOR RESERVOIR | 0 | 4 | 11 | 51 | 52 | 43
C | CROSS ROADS | C | LAKE PALESTINE | OTHER SURFACE WATER | 0 | 11 | 35 | 46 | 41 | 31
C | CROSS ROADS | C | REMOVAL OF CHAPMAN SILT BARRIER | OTHER SURFACE WATER | 0 | 2 | 4 | 4 | 4 | 3
C | CROSS ROADS | C | SULPHUR BASIN SUPPLY | NEW MAJOR RESERVOIR; OTHER SURFACE WATER | 0 | 0 | 0 | 0 | 18 | 123
C | CROSS ROADS | I | UNM-ROR-NECHES RUN OF RIVER | OTHER SURFACE WATER | 0 | 0 | 0 | 0 | 18 | 14
C | CROSS ROADS | C | UTRWD - CONTRACT RENEWAL WITH COMMERCE FOR LAKE CHAPMAN WATER | INDIRECT REUSE; OTHER SURFACE WATER | 0 | 0 | 18 | 21 | 17 | 31
C | CROSS ROADS | C | UTRWD - RALPH HALL RESERVOIR AND REUSE | INDIRECT REUSE; NEW MAJOR RESERVOIR | 0 | 105 | 206 | 242 | 250 | 177
C | CROWLEY | C | CONSERVATION - CROWLEY | MUNICIPAL CONSERVATION | 8 | 18 | 33 | 52 | 83 | 113
C | CROWLEY | C | CONSERVATION, WATER LOSS CONTROL - CROWLEY | MUNICIPAL CONSERVATION | 12 | 12 | 0 | 0 | 0 | 0
C | CROWLEY | C | LAKE PALESTINE | OTHER SURFACE WATER | 0 | 0 | 0 | 0 | 1032 | 0
C | CROWLEY | C | SULPHUR BASIN SUPPLY | NEW MAJOR RESERVOIR; OTHER SURFACE WATER | 0 | 0 | 0 | 216 | 462 | 2212
C | CROWLEY | C | TRWD - ADDITIONAL CEDAR CREEK AND RICHLAND-CHAMBERS | INDIRECT REUSE; OTHER SURFACE WATER | 406 | 244 | 285 | 214 | 306 | 354
C | CROWLEY | C | TRWD - CEDAR CREEK WETLANDS | INDIRECT REUSE | 0 | 501 | 648 | 924 | 837 | 695
C | CROWLEY | C | TRWD - TEHUACANA | NEW MAJOR RESERVOIR | 0 | 0 | 306 | 512 | 271 | 329
C | CULLEOKA WSC | C | CONSERVATION - CULLEOKA WSC | MUNICIPAL CONSERVATION | 1 | 2 | 6 | 10 | 13 | 20
C | CULLEOKA WSC | C | CONSERVATION, WATER LOSS CONTROL - CULLEOKA WSC | MUNICIPAL CONSERVATION | 2 | 2 | 0 | 0 | 0 | 0
C | CULLEOKA WSC | C | NTMWD - ADDITIONAL LAKE LAVON | OTHER SURFACE WATER | 5 | 9 | 16 | 24 | 18 | 15
C | CULLEOKA WSC | C | NTMWD - LOWER BOIS D'ARC CREEK RESERVOIR | NEW MAJOR RESERVOIR | 4 | 54 | 99 | 145 | 115 | 105
C | CULLEOKA WSC | C | NTMWD - MAIN STEM PUMP STATION | INDIRECT REUSE | 13 | 17 | 21 | 16 | 1 | 0
C | CULLEOKA WSC | C | NTMWD - OKLAHOMA | OTHER SURFACE WATER | 0 | 0 | 0 | 0 | 0 | 46
C | CULLEOKA WSC | C | NTMWD - TEXOMA BLENDING | OTHER SURFACE WATER | 0 | 0 | 33 | 48 | 67 | 62
C | CULLEOKA WSC | C | NTMWD - TOLEDO BEND PHASE I | OTHER SURFACE WATER | 0 | 0 | 0 | 0 | 1075 | 93
C | CULLEOKA WSC | C | REMOVAL OF CHAPMAN SILT BARRIER | OTHER SURFACE WATER | 1 | 2 | 3 | 4 | 3 | 4
C | CULLEOKA WSC | C | SULPHUR BASIN SUPPLY | NEW MAJOR RESERVOIR; OTHER SURFACE WATER | 0 | 0 | 0 | 0 | 22 | 737
C | DALLAS | I | ANRA-COL - LAKE COLUMBIA | NEW MAJOR RESERVOIR | 0 | 0 | 0 | 0 | 0 | 16270
C | DALLAS | C | CONSERVATION - DALLAS | MUNICIPAL CONSERVATION | 9441 | 24719 | 37456 | 41876 | 42608 | 42020
C | DALLAS | C | CONSERVATION, WATER LOSS CONTROL - DALLAS | MUNICIPAL CONSERVATION | 1376 | 1376 | 0 | 0 | 0 | 0
C | DALLAS | C | DWU - MAIN STEM REUSE | NEW MAJOR RESERVOIR | 1886 | 3025 | 8718 | 31812 | 40083 | 43278
C | DALLAS | C | DWU UNALLOCATED SUPPLY UTILIZATION | INDIRECT REUSE; OTHER SURFACE WATER | 96 | 88 | 83 | 683 | 1298 | 473
C | DALLAS | C | LAKE PALESTINE | OTHER SURFACE WATER | 0 | 9629 | 27488 | 29036 | 31463 | 30839
C | DALLAS | I | UNM-ROR-NECHES RUN OF RIVER | OTHER SURFACE WATER | 0 | 0 | 0 | 0 | 13849 | 13716
C | DALWORTHINGTON GARDENS | C | CONSERVATION - DALWORTHINGTON GARDENS | MUNICIPAL CONSERVATION | 12 | 20 | 28 | 32 | 35 | 40
C | DALWORTHINGTON GARDENS | C | CONSERVATION, WATER LOSS CONTROL - DALWORTHINGTON GARDENS | MUNICIPAL CONSERVATION | 5 | 5 | 0 | 0 | 0 | 0
C | DALWORTHINGTON GARDENS | C | FORT WORTH UNALLOCATED SUPPLY UTILIZATION | OTHER SURFACE WATER | 0 | 62 | 73 | 59 | 45 | 32
C | DALWORTHINGTON GARDENS | C | LAKE PALESTINE | OTHER SURFACE WATER | 0 | 0 | 0 | 0 | 71 | 0
C | DALWORTHINGTON GARDENS | C | SULPHUR BASIN SUPPLY | NEW MAJOR RESERVOIR; OTHER SURFACE WATER | 0 | 0 | 0 | 17 | 32 | 153
C | DALWORTHINGTON GARDENS | C | TRWD - ADDITIONAL CEDAR CREEK AND RICHLAND-CHAMBERS | INDIRECT REUSE; OTHER SURFACE WATER | 0 | 10 | 21 | 17 | 22 | 24
C | DALWORTHINGTON GARDENS | C | TRWD - CEDAR CREEK WETLANDS | INDIRECT REUSE | 0 | 19 | 48 | 74 | 57 | 48
C | DALWORTHINGTON GARDENS | C | TRWD - TEHUACANA | NEW MAJOR RESERVOIR | 0 | 0 | 22 | 40 | 19 | 23
C | DAWSON | C | CONSERVATION - DAWSON | MUNICIPAL CONSERVATION | 0 | 3 | 5 | 6 | 7 | 8
C | DAWSON | C | CONSERVATION, WATER LOSS CONTROL - DAWSON | MUNICIPAL CONSERVATION | 1 | 1 | 0 | 0 | 0 | 0
C | DAWSON | C | CORSICANA - HALBERT/RICHLAND CHAMBERS NEW WTP | OTHER SURFACE WATER | 0 | 0 | 0 | 30 | 65 | 85
C | DAWSON | C | CORSICANA UNALLOCATED SUPPLY UTILIZATION | OTHER SURFACE WATER | 0 | 53 | 65 | 50 | 36 | 39
C | DECATUR | C | CONSERVATION - DECATUR | MUNICIPAL CONSERVATION | 31 | 68 | 122 | 175 | 226 | 286
C | DECATUR | C | CONSERVATION, WATER LOSS CONTROL - DECATUR | MUNICIPAL CONSERVATION | 12 | 12 | 0 | 0 | 0 | 0
C | DECATUR | C | LAKE PALESTINE | OTHER SURFACE WATER | 0 | 0 | 0 | 0 | 1447 | 0
C | DECATUR | C | SULPHUR BASIN SUPPLY | NEW MAJOR RESERVOIR; OTHER SURFACE WATER | 0 | 0 | 0 | 748 | 1296 | 6188
C | DECATUR | C | TRWD - ADDITIONAL CEDAR CREEK AND RICHLAND-CHAMBERS | INDIRECT REUSE; OTHER SURFACE WATER | 426 | 398 | 480 | 370 | 428 | 493
C | DECATUR | C | TRWD - CEDAR CREEK WETLANDS | INDIRECT REUSE | 0 | 821 | 1092 | 1599 | 1176 | 973
C | DECATUR | C | TRWD - TEHUACANA | NEW MAJOR RESERVOIR | 0 | 0 | 516 | 884 | 382 | 460
C | DECATUR | C | WISE COUNTY WSD UNALLOCATED SUPPLY UTILIZATION | OTHER SURFACE WATER | 644 | 502 | 401 | 623 | 737 | 795
C | DENISON | C | CONSERVATION - DENISON | MUNICIPAL CONSERVATION | 88 | 157 | 236 | 288 | 372 | 508
C | DENISON | C | CONSERVATION, WATER LOSS CONTROL - DENISON | MUNICIPAL CONSERVATION | 144 | 397 | 395 | 433 | 510 | 637
C | DENISON | C | DENISON UNALLOCATED SUPPLY UTILIZATION | OTHER SURFACE WATER | 0 | 2191 | 2140 | 2101 | 4281 | 6454
C | DENTON | I | ANRA-COL - LAKE COLUMBIA | NEW MAJOR RESERVOIR | 0 | 0 | 0 | 0 | 0 | 3291
C | DENTON | C | CONSERVATION - DENTON | MUNICIPAL CONSERVATION | 385 | 811 | 1410 | 1982 | 2983 | 3966
C | DENTON | C | CONSERVATION, WATER LOSS CONTROL - DENTON | MUNICIPAL CONSERVATION | 145 | 145 | 0 | 0 | 0 | 0
C | DENTON | C | DENTON UNALLOCATED SUPPLY UTILIZATION | INDIRECT REUSE; OTHER SURFACE WATER | 6275 | 10172 | 17354 | 25661 | 38519 | 47725
C | DENTON | C | DWU - MAIN STEM REUSE | NEW MAJOR RESERVOIR | 0 | 87 | 539 | 2953 | 6375 | 8778
C | DENTON | C | LAKE PALESTINE | OTHER SURFACE WATER | 0 | 258 | 1654 | 2684 | 4989 | 6237
C | DENTON | I | UNM-ROR-NECHES RUN OF RIVER | OTHER SURFACE WATER | 0 | 0 | 0 | 0 | 2196 | 2774
C | DENTON COUNTY FWSD #10 | I | ANRA-COL - LAKE COLUMBIA | NEW MAJOR RESERVOIR | 0 | 0 | 0 | 0 | 0 | 67
C | DENTON COUNTY FWSD #10 | C | CONSERVATION - DENTON COUNTY FWSD #10 | MUNICIPAL CONSERVATION | 20 | 68 | 94 | 105 | 114 | 124
C | DENTON COUNTY FWSD #10 | C | CONSERVATION, IRRIGATION RESTRICTIONS – DENTON COUNTY FWSD #10 | MUNICIPAL CONSERVATION | 1 | 7 | 7 | 7 | 7 | 7
C | DENTON COUNTY FWSD #10 | C | CONSERVATION, WATER LOSS CONTROL - DENTON COUNTY FWSD #10 | MUNICIPAL CONSERVATION | 7 | 7 | 0 | 0 | 0 | 0
C | DENTON COUNTY FWSD #10 | C | DWU - MAIN STEM REUSE | NEW MAJOR RESERVOIR | 0 | 18 | 45 | 208 | 214 | 177
C | DENTON COUNTY FWSD #10 | C | LAKE PALESTINE | OTHER SURFACE WATER | 0 | 55 | 143 | 189 | 168 | 126
C | DENTON COUNTY FWSD #10 | C | REMOVAL OF CHAPMAN SILT BARRIER | OTHER SURFACE WATER | 0 | 11 | 16 | 19 | 14 | 13
C | DENTON COUNTY FWSD #10 | C | SULPHUR BASIN SUPPLY | NEW MAJOR RESERVOIR; OTHER SURFACE WATER | 0 | 0 | 0 | 0 | 73 | 511
C | DENTON COUNTY FWSD #10 | I | UNM-ROR-NECHES RUN OF RIVER | OTHER SURFACE WATER | 0 | 0 | 0 | 0 | 74 | 56
C | DENTON COUNTY FWSD #10 | C | UTRWD - CONTRACT RENEWAL WITH COMMERCE FOR LAKE CHAPMAN WATER | INDIRECT REUSE; OTHER SURFACE WATER | 0 | 0 | 72 | 85 | 70 | 126
C | DENTON COUNTY FWSD #10 | C | UTRWD - RALPH HALL RESERVOIR AND REUSE | INDIRECT REUSE; NEW MAJOR RESERVOIR | 0 | 514 | 837 | 995 | 1036 | 732
C | DENTON COUNTY FWSD #1A | I | ANRA-COL - LAKE COLUMBIA | NEW MAJOR RESERVOIR | 0 | 0 | 0 | 0 | 0 | 262
C | DENTON COUNTY FWSD #1A | C | CONSERVATION - DENTON COUNTY FWSD #1A | MUNICIPAL CONSERVATION | 49 | 140 | 234 | 259 | 285 | 310
C | DENTON COUNTY FWSD #1A | C | CONSERVATION, WATER LOSS CONTROL - DENTON COUNTY FWSD #1A | MUNICIPAL CONSERVATION | 18 | 18 | 0 | 0 | 0 | 0
C | DENTON COUNTY FWSD #1A | C | DWU - MAIN STEM REUSE | NEW MAJOR RESERVOIR | 34 | 80 | 196 | 711 | 756 | 697
C | DENTON COUNTY FWSD #1A | C | DWU UNALLOCATED SUPPLY UTILIZATION | OTHER SURFACE WATER | 0 | 1 | 29 | 33 | 40 | 19
C | DENTON COUNTY FWSD #1A | C | LAKE PALESTINE | OTHER SURFACE WATER | 0 | 253 | 620 | 651 | 594 | 496
C | DENTON COUNTY FWSD #1A | C | REMOVAL OF CHAPMAN SILT BARRIER | OTHER SURFACE WATER | 0 | 16 | 27 | 31 | 25 | 24
C | DENTON COUNTY FWSD #1A | C | SULPHUR BASIN SUPPLY | NEW MAJOR RESERVOIR; OTHER SURFACE WATER | 0 | 0 | 0 | 0 | 122 | 976
C | DENTON COUNTY FWSD #1A | I | UNM-ROR-NECHES RUN OF RIVER | OTHER SURFACE WATER | 0 | 0 | 0 | 0 | 262 | 220
C | DENTON COUNTY FWSD #1A | C | UTRWD - CONTRACT RENEWAL WITH COMMERCE FOR LAKE CHAPMAN WATER | INDIRECT REUSE; OTHER SURFACE WATER | 0 | 0 | 121 | 143 | 118 | 241
C | DENTON COUNTY FWSD #1A | C | UTRWD - RALPH HALL RESERVOIR AND REUSE | INDIRECT REUSE; NEW MAJOR RESERVOIR | 0 | 706 | 1395 | 1662 | 1733 | 1396
C | DENTON COUNTY FWSD #7 | I | ANRA-COL - LAKE COLUMBIA | NEW MAJOR RESERVOIR | 0 | 0 | 0 | 0 | 0 | 73
C | DENTON COUNTY FWSD #7 | C | CONSERVATION - DENTON COUNTY FWSD #7 | MUNICIPAL CONSERVATION | 45 | 74 | 102 | 113 | 125 | 136
C | DENTON COUNTY FWSD #7 | C | CONSERVATION, IRRIGATION RESTRICTIONS – DENTON COUNTY FWSD #7 | MUNICIPAL CONSERVATION | 4 | 8 | 8 | 8 | 8 | 8
C | DENTON COUNTY FWSD #7 | C | CONSERVATION, WATER LOSS CONTROL - DENTON COUNTY FWSD #7 | MUNICIPAL CONSERVATION | 17 | 17 | 0 | 0 | 0 | 0
C | DENTON COUNTY FWSD #7 | C | DWU - MAIN STEM REUSE | NEW MAJOR RESERVOIR | 0 | 19 | 50 | 226 | 233 | 193
C | DENTON COUNTY FWSD #7 | C | LAKE PALESTINE | OTHER SURFACE WATER | 0 | 61 | 157 | 207 | 183 | 137
C | DENTON COUNTY FWSD #7 | C | REMOVAL OF CHAPMAN SILT BARRIER | OTHER SURFACE WATER | 0 | 13 | 18 | 20 | 16 | 14
C | DENTON COUNTY FWSD #7 | C | SULPHUR BASIN SUPPLY | NEW MAJOR RESERVOIR; OTHER SURFACE WATER | 0 | 0 | 0 | 0 | 80 | 556
C | DENTON COUNTY FWSD #7 | I | UNM-ROR-NECHES RUN OF RIVER | OTHER SURFACE WATER | 0 | 0 | 0 | 0 | 81 | 61
C | DENTON COUNTY FWSD #7 | C | UTRWD - CONTRACT RENEWAL WITH COMMERCE FOR LAKE CHAPMAN WATER | INDIRECT REUSE; OTHER SURFACE WATER | 0 | 0 | 80 | 93 | 78 | 137
C | DENTON COUNTY FWSD #7 | C | UTRWD - RALPH HALL RESERVOIR AND REUSE | INDIRECT REUSE; NEW MAJOR RESERVOIR | 0 | 566 | 915 | 1086 | 1127 | 795
C | DESOTO | I | ANRA-COL - LAKE COLUMBIA | NEW MAJOR RESERVOIR | 0 | 0 | 0 | 0 | 0 | 655
C | DESOTO | C | CONSERVATION - DESOTO | MUNICIPAL CONSERVATION | 126 | 219 | 326 | 392 | 465 | 545
C | DESOTO | C | CONSERVATION, IRRIGATION RESTRICTIONS – DESOTO | MUNICIPAL CONSERVATION | 6 | 15 | 17 | 19 | 21 | 24
C | DESOTO | C | CONSERVATION, WATER LOSS CONTROL - DESOTO | MUNICIPAL CONSERVATION | 94 | 199 | 163 | 176 | 190 | 204
C | DESOTO | C | DWU - MAIN STEM REUSE | NEW MAJOR RESERVOIR | 211 | 218 | 469 | 1452 | 1662 | 1740
C | DESOTO | C | LAKE PALESTINE | OTHER SURFACE WATER | 0 | 693 | 1479 | 1326 | 1304 | 1241
C | DESOTO | I | UNM-ROR-NECHES RUN OF RIVER | OTHER SURFACE WATER | 0 | 0 | 0 | 0 | 574 | 552
C | DOUBLE OAK | I | ANRA-COL - LAKE COLUMBIA | NEW MAJOR RESERVOIR | 0 | 0 | 0 | 0 | 0 | 7
C | DOUBLE OAK | C | CONSERVATION - DOUBLE OAK | MUNICIPAL CONSERVATION | 8 | 12 | 16 | 18 | 20 | 22
C | DOUBLE OAK | C | CONSERVATION, WATER LOSS CONTROL - DOUBLE OAK | MUNICIPAL CONSERVATION | 3 | 3 | 0 | 0 | 0 | 0
C | DOUBLE OAK | C | DWU - MAIN STEM REUSE | NEW MAJOR RESERVOIR | 0 | 1 | 4 | 20 | 23 | 18
C | DOUBLE OAK | C | LAKE PALESTINE | OTHER SURFACE WATER | 0 | 4 | 12 | 18 | 18 | 13
C | DOUBLE OAK | C | REMOVAL OF CHAPMAN SILT BARRIER | OTHER SURFACE WATER | 0 | 1 | 1 | 2 | 2 | 1
C | DOUBLE OAK | C | SULPHUR BASIN SUPPLY | NEW MAJOR RESERVOIR; OTHER SURFACE WATER | 0 | 0 | 0 | 0 | 5 | 51
C | DOUBLE OAK | I | UNM-ROR-NECHES RUN OF RIVER | OTHER SURFACE WATER | 0 | 0 | 0 | 0 | 8 | 6
C | DOUBLE OAK | C | UTRWD - CONTRACT RENEWAL WITH COMMERCE FOR LAKE CHAPMAN WATER | INDIRECT REUSE | 0 | 0 | 4 | 5 | 5 | 8
C | DOUBLE OAK | C | UTRWD - RALPH HALL RESERVOIR AND REUSE | INDIRECT REUSE; NEW MAJOR RESERVOIR | 0 | 37 | 71 | 92 | 105 | 78
C | DUNCANVILLE | I | ANRA-COL - LAKE COLUMBIA | NEW MAJOR RESERVOIR | 0 | 0 | 0 | 0 | 0 | 333
C | DUNCANVILLE | C | CONSERVATION - DUNCANVILLE | MUNICIPAL CONSERVATION | 20 | 43 | 63 | 83 | 103 | 124
C | DUNCANVILLE | C | CONSERVATION, WATER LOSS CONTROL - DUNCANVILLE | MUNICIPAL CONSERVATION | 30 | 30 | 0 | 0 | 0 | 0
C | DUNCANVILLE | C | DWU - MAIN STEM REUSE | NEW MAJOR RESERVOIR | 231 | 187 | 327 | 887 | 919 | 886
C | DUNCANVILLE | C | LAKE PALESTINE | OTHER SURFACE WATER | 0 | 596 | 1031 | 809 | 721 | 633
C | DUNCANVILLE | I | UNM-ROR-NECHES RUN OF RIVER | OTHER SURFACE WATER | 0 | 0 | 0 | 0 | 318 | 281
C | EAST CEDAR CREEK FWSD | C | CONSERVATION - EAST CEDAR CREEK FWSD | MUNICIPAL CONSERVATION | 2 | 5 | 10 | 14 | 19 | 24
C | EAST CEDAR CREEK FWSD | C | CONSERVATION, WATER LOSS CONTROL - EAST CEDAR CREEK FWSD | MUNICIPAL CONSERVATION | 4 | 4 | 0 | 0 | 0 | 0
C | EAST CEDAR CREEK FWSD | C | LAKE PALESTINE | OTHER SURFACE WATER | 0 | 0 | 0 | 0 | 141 | 0
C | EAST CEDAR CREEK FWSD | C | SULPHUR BASIN SUPPLY | NEW MAJOR RESERVOIR; OTHER SURFACE WATER | 0 | 0 | 0 | 34 | 63 | 312
C | EAST CEDAR CREEK FWSD | C | TRWD - ADDITIONAL CEDAR CREEK AND RICHLAND-CHAMBERS | INDIRECT REUSE; OTHER SURFACE WATER | 254 | 259 | 295 | 270 | 339 | 413
C | EAST CEDAR CREEK FWSD | C | TRWD - CEDAR CREEK WETLANDS | INDIRECT REUSE | 0 | 43 | 95 | 146 | 115 | 98
C | EAST CEDAR CREEK FWSD | C | TRWD - TEHUACANA | NEW MAJOR RESERVOIR | 0 | 0 | 45 | 81 | 37 | 46
C | EAST FORK SUD | C | CONSERVATION - EAST FORK SUD | MUNICIPAL CONSERVATION | 2 | 5 | 9 | 14 | 22 | 30
C | EAST FORK SUD | C | CONSERVATION, WATER LOSS CONTROL - EAST FORK SUD | MUNICIPAL CONSERVATION | 3 | 3 | 0 | 0 | 0 | 0
C | EAST FORK SUD | C | NTMWD - ADDITIONAL LAKE LAVON | OTHER SURFACE WATER | 9 | 19 | 24 | 34 | 28 | 23
C | EAST FORK SUD | C | NTMWD - LOWER BOIS D'ARC CREEK RESERVOIR | NEW MAJOR RESERVOIR | 7 | 106 | 146 | 213 | 184 | 159
C | EAST FORK SUD | C | NTMWD - MAIN STEM PUMP STATION | INDIRECT REUSE | 22 | 33 | 31 | 23 | 1 | 0
C | EAST FORK SUD | C | NTMWD - OKLAHOMA | OTHER SURFACE WATER | 0 | 0 | 0 | 0 | 0 | 70
C | EAST FORK SUD | C | NTMWD - TEXOMA BLENDING | OTHER SURFACE WATER | 0 | 0 | 48 | 71 | 107 | 94
C | EAST FORK SUD | C | NTMWD - TOLEDO BEND PHASE I | OTHER SURFACE WATER | 0 | 0 | 0 | 0 | 104 | 140
C | EAST FORK SUD | C | REMOVAL OF CHAPMAN SILT BARRIER | OTHER SURFACE WATER | 2 | 3 | 4 | 6 | 5 | 4
C | EAST FORK SUD | C | SULPHUR BASIN SUPPLY | NEW MAJOR RESERVOIR; OTHER SURFACE WATER | 0 | 0 | 0 | 0 | 35 | 122
C | ECTOR | C | CONSERVATION - ECTOR | MUNICIPAL CONSERVATION | 0 | 1 | 1 | 1 | 2 | 2
C | ECTOR | C | CONSERVATION, WATER LOSS CONTROL - ECTOR | MUNICIPAL CONSERVATION | 0 | 0 | 0 | 0 | 0 | 0
C | ECTOR | C | NTMWD - LOWER BOIS D'ARC CREEK RESERVOIR | NEW MAJOR RESERVOIR | 0 | 46 | 50 | 55 | 62 | 71
C | EDGECLIFF VILLAGE | C | CONSERVATION - EDGECLIFF VILLAGE | MUNICIPAL CONSERVATION | 7 | 10 | 15 | 16 | 17 | 18
C | EDGECLIFF VILLAGE | C | CONSERVATION, WATER LOSS CONTROL - EDGECLIFF VILLAGE | MUNICIPAL CONSERVATION | 3 | 3 | 0 | 0 | 0 | 0
C | EDGECLIFF VILLAGE | C | FORT WORTH UNALLOCATED SUPPLY UTILIZATION | OTHER SURFACE WATER | 0 | 51 | 58 | 46 | 34 | 23
C | EDGECLIFF VILLAGE | C | LAKE PALESTINE | OTHER SURFACE WATER | 0 | 0 | 0 | 0 | 55 | 0
C | EDGECLIFF VILLAGE | C | SULPHUR BASIN SUPPLY | NEW MAJOR RESERVOIR; OTHER SURFACE WATER | 0 | 0 | 0 | 14 | 25 | 115
C | EDGECLIFF VILLAGE | C | TRWD - ADDITIONAL CEDAR CREEK AND RICHLAND-CHAMBERS | INDIRECT REUSE; OTHER SURFACE WATER | 0 | 10 | 18 | 13 | 16 | 19
C | EDGECLIFF VILLAGE | C | TRWD - CEDAR CREEK WETLANDS | INDIRECT REUSE | 0 | 21 | 42 | 60 | 45 | 36
C | EDGECLIFF VILLAGE | C | TRWD - TEHUACANA | NEW MAJOR RESERVOIR | 0 | 0 | 20 | 34 | 15 | 18
C | ENNIS | C | CONSERVATION - ENNIS | MUNICIPAL CONSERVATION | 55 | 104 | 163 | 247 | 436 | 790
C | ENNIS | C | CONSERVATION – WASTE PROHIBITION, ENNIS | MUNICIPAL CONSERVATION | 5 | 13 | 17 | 28 | 52 | 94
C | ENNIS | C | CONSERVATION, IRRIGATION RESTRICTIONS – ENNIS | MUNICIPAL CONSERVATION | 1 | 4 | 5 | 8 | 15 | 28
C | ENNIS | C | CONSERVATION, WATER LOSS CONTROL - ENNIS | MUNICIPAL CONSERVATION | 99 | 292 | 308 | 418 | 672 | 1117
C | ENNIS | C | ENNIS INDIRECT REUSE | INDIRECT REUSE | 0 | 0 | 518 | 1392 | 3696 | 3696
C | ENNIS | C | ENNIS UNALLOCATED SUPPLY UTILIZATION | OTHER SURFACE WATER | 0 | 0 | 0 | 144 | 1536 | 1558
C | ENNIS | C | MIDLOTHIAN UNALLOCATED SUPPLY UTILIZATION | OTHER SURFACE WATER | 5 | 8 | 9 | 11 | 12 | 14
C | ENNIS | C | SULPHUR BASIN SUPPLY | NEW MAJOR RESERVOIR; OTHER SURFACE WATER | 0 | 0 | 0 | 0 | 0 | 3997
C | ENNIS | C | TRWD - ADDITIONAL CEDAR CREEK AND RICHLAND-CHAMBERS | INDIRECT REUSE | 0 | 20 | 0 | 0 | 0 | 0
C | ENNIS | C | TRWD - CEDAR CREEK WETLANDS | INDIRECT REUSE | 0 | 63 | 49 | 153 | 304 | 2245
C | ENNIS | C | TRWD - TEHUACANA | NEW MAJOR RESERVOIR | 0 | 0 | 0 | 0 | 0 | 1061
C | EULESS | C | CONSERVATION - EULESS | MUNICIPAL CONSERVATION | 178 | 274 | 300 | 119 | 149 | 178
C | EULESS | C | CONSERVATION – WASTE PROHIBITION, EULESS | MUNICIPAL CONSERVATION | 14 | 30 | 29 | 0 | 0 | 0
C | EULESS | C | CONSERVATION, WATER LOSS CONTROL - EULESS | MUNICIPAL CONSERVATION | 45 | 45 | 0 | 0 | 0 | 0
C | EULESS | C | DWU - MAIN STEM REUSE | NEW MAJOR RESERVOIR | 0 | 0 | 0 | 0 | 899 | 0
C | EULESS | C | SULPHUR BASIN SUPPLY | NEW MAJOR RESERVOIR; OTHER SURFACE WATER | 0 | 0 | 0 | 1844 | 806 | 3706
C | EULESS | C | TRWD - ADDITIONAL CEDAR CREEK AND RICHLAND-CHAMBERS | INDIRECT REUSE; OTHER SURFACE WATER | 0 | 135 | 266 | 232 | 265 | 296
C | EULESS | C | TRWD - CEDAR CREEK WETLANDS | INDIRECT REUSE | 0 | 277 | 605 | 580 | 731 | 583
C | EULESS | C | TRWD - TEHUACANA | NEW MAJOR RESERVOIR | 0 | 0 | 286 | 274 | 237 | 275
C | EUSTACE | C | CONSERVATION - EUSTACE | MUNICIPAL CONSERVATION | 0 | 1 | 1 | 3 | 4 | 6
C | EUSTACE | C | CONSERVATION, WATER LOSS CONTROL - EUSTACE | MUNICIPAL CONSERVATION | 1 | 1 | 0 | 0 | 0 | 0
C | EUSTACE | C | EUSTACE NEW WELL IN CARRIZO-WILCOX | GROUNDWATER WELLS AND OTHER | 103 | 103 | 103 | 103 | 103 | 103
C | EVERMAN | C | CONSERVATION - EVERMAN | MUNICIPAL CONSERVATION | 2 | 4 | 5 | 7 | 8 | 10
C | EVERMAN | C | CONSERVATION, WATER LOSS CONTROL - EVERMAN | MUNICIPAL CONSERVATION | 3 | 3 | 0 | 0 | 0 | 0
C | FAIRFIELD | C | CONSERVATION - FAIRFIELD | MUNICIPAL CONSERVATION | 2 | 5 | 7 | 32 | 50 | 78
C | FAIRFIELD | C | CONSERVATION, WATER LOSS CONTROL - FAIRFIELD | MUNICIPAL CONSERVATION | 3 | 3 | 0 | 0 | 0 | 0
C | FAIRFIELD | C | SULPHUR BASIN SUPPLY | NEW MAJOR RESERVOIR; OTHER SURFACE WATER | 0 | 0 | 0 | 22 | 68 | 553
C | FAIRFIELD | C | TRWD - ADDITIONAL CEDAR CREEK AND RICHLAND-CHAMBERS | INDIRECT REUSE; OTHER SURFACE WATER | 0 | 0 | 0 | 22 | 45 | 88
C | FAIRFIELD | C | TRWD - CEDAR CREEK WETLANDS | INDIRECT REUSE | 0 | 0 | 0 | 95 | 123 | 174
C | FAIRFIELD | C | TRWD - TEHUACANA | NEW MAJOR RESERVOIR | 0 | 0 | 0 | 52 | 40 | 83
C | FAIRFIELD | I | UNM-ROR-NECHES RUN OF RIVER | OTHER SURFACE WATER | 0 | 0 | 0 | 0 | 151 | 0
C | FAIRVIEW | C | CONSERVATION - FAIRVIEW | MUNICIPAL CONSERVATION | 68 | 122 | 219 | 243 | 266 | 290
C | FAIRVIEW | C | CONSERVATION, WATER LOSS CONTROL - FAIRVIEW | MUNICIPAL CONSERVATION | 23 | 23 | 0 | 0 | 0 | 0
C | FAIRVIEW | C | NTMWD - ADDITIONAL LAKE LAVON | OTHER SURFACE WATER | 64 | 128 | 179 | 208 | 145 | 102
C | FAIRVIEW | C | NTMWD - LOWER BOIS D'ARC CREEK RESERVOIR | NEW MAJOR RESERVOIR | 48 | 723 | 1075 | 1303 | 950 | 701
C | FAIRVIEW | C | NTMWD - MAIN STEM PUMP STATION | INDIRECT REUSE | 152 | 228 | 226 | 144 | 6 | 0
C | FAIRVIEW | C | NTMWD - OKLAHOMA | OTHER SURFACE WATER | 0 | 0 | 0 | 0 | 0 | 309
C | FAIRVIEW | C | NTMWD - TEXOMA BLENDING | OTHER SURFACE WATER | 0 | 0 | 354 | 434 | 555 | 414
C | FAIRVIEW | C | NTMWD - TOLEDO BEND PHASE I | OTHER SURFACE WATER | 0 | 0 | 0 | 0 | 535 | 617
C | FAIRVIEW | C | REMOVAL OF CHAPMAN SILT BARRIER | OTHER SURFACE WATER | 10 | 21 | 31 | 37 | 26 | 19
C | FAIRVIEW | C | SULPHUR BASIN SUPPLY | NEW MAJOR RESERVOIR; OTHER SURFACE WATER | 0 | 0 | 0 | 0 | 181 | 540
C | FARMERS BRANCH | I | ANRA-COL - LAKE COLUMBIA | NEW MAJOR RESERVOIR | 0 | 0 | 0 | 0 | 0 | 558
C | FARMERS BRANCH | C | CONSERVATION - FARMERS BRANCH | MUNICIPAL CONSERVATION | 120 | 205 | 297 | 348 | 405 | 464
C | FARMERS BRANCH | C | CONSERVATION – WASTE PROHIBITION, FARMERS BRANCH | MUNICIPAL CONSERVATION | 8 | 19 | 23 | 27 | 31 | 35
C | FARMERS BRANCH | C | CONSERVATION, IRRIGATION RESTRICTIONS – FARMERS BRANCH | MUNICIPAL CONSERVATION | 2 | 6 | 7 | 8 | 9 | 10
C | FARMERS BRANCH | C | CONSERVATION, WATER LOSS CONTROL - FARMERS BRANCH | MUNICIPAL CONSERVATION | 84 | 168 | 129 | 136 | 144 | 151
C | FARMERS BRANCH | C | DWU - MAIN STEM REUSE | NEW MAJOR RESERVOIR | 205 | 205 | 429 | 1293 | 1444 | 1483
C | FARMERS BRANCH | C | LAKE PALESTINE | OTHER SURFACE WATER | 0 | 653 | 1351 | 1181 | 1133 | 1057
C | FARMERS BRANCH | I | UNM-ROR-NECHES RUN OF RIVER | OTHER SURFACE WATER | 0 | 0 | 0 | 0 | 499 | 470
C | FARMERSVILLE | C | CONSERVATION - FARMERSVILLE | MUNICIPAL CONSERVATION | 3 | 15 | 23 | 31 | 38 | 46
C | FARMERSVILLE | C | CONSERVATION, WATER LOSS CONTROL - FARMERSVILLE | MUNICIPAL CONSERVATION | 5 | 5 | 0 | 0 | 0 | 0
C | FARMERSVILLE | C | NTMWD - ADDITIONAL LAKE LAVON | OTHER SURFACE WATER | 16 | 60 | 63 | 72 | 50 | 34
C | FARMERSVILLE | C | NTMWD - LOWER BOIS D'ARC CREEK RESERVOIR | NEW MAJOR RESERVOIR | 12 | 342 | 376 | 451 | 326 | 239
C | FARMERSVILLE | C | NTMWD - MAIN STEM PUMP STATION | INDIRECT REUSE | 37 | 108 | 79 | 50 | 2 | 0
C | FARMERSVILLE | C | NTMWD - OKLAHOMA | OTHER SURFACE WATER | 0 | 0 | 0 | 0 | 0 | 105
C | FARMERSVILLE | C | NTMWD - TEXOMA BLENDING | OTHER SURFACE WATER | 0 | 0 | 124 | 150 | 191 | 141
C | FARMERSVILLE | C | NTMWD - TOLEDO BEND PHASE I | OTHER SURFACE WATER | 0 | 0 | 0 | 0 | 184 | 211
C | FARMERSVILLE | C | REMOVAL OF CHAPMAN SILT BARRIER | OTHER SURFACE WATER | 2 | 10 | 10 | 13 | 9 | 8
C | FARMERSVILLE | C | SULPHUR BASIN SUPPLY | NEW MAJOR RESERVOIR; OTHER SURFACE WATER | 0 | 0 | 0 | 0 | 62 | 185
C | FATE | C | CONSERVATION - FATE | MUNICIPAL CONSERVATION | 23 | 53 | 99 | 138 | 187 | 312
C | FATE | C | CONSERVATION, WATER LOSS CONTROL - FATE | MUNICIPAL CONSERVATION | 9 | 9 | 0 | 0 | 0 | 0
C | FATE | C | NTMWD - ADDITIONAL LAKE LAVON | OTHER SURFACE WATER | 25 | 60 | 84 | 122 | 105 | 113
C | FATE | C | NTMWD - LOWER BOIS D'ARC CREEK RESERVOIR | NEW MAJOR RESERVOIR | 18 | 337 | 500 | 763 | 683 | 774
C | FATE | C | NTMWD - MAIN STEM PUMP STATION | INDIRECT REUSE | 58 | 106 | 105 | 84 | 4 | 0
C | FATE | C | NTMWD - OKLAHOMA | OTHER SURFACE WATER | 0 | 0 | 0 | 0 | 0 | 341
C | FATE | C | NTMWD - TEXOMA BLENDING | OTHER SURFACE WATER | 0 | 0 | 165 | 254 | 400 | 457
C | FATE | C | NTMWD - TOLEDO BEND PHASE I | OTHER SURFACE WATER | 0 | 0 | 0 | 0 | 385 | 681
C | FATE | C | REMOVAL OF CHAPMAN SILT BARRIER | OTHER SURFACE WATER | 3 | 9 | 14 | 21 | 17 | 20
C | FATE | C | SULPHUR BASIN SUPPLY | NEW MAJOR RESERVOIR; OTHER SURFACE WATER | 0 | 0 | 0 | 0 | 130 | 596
C | FERRIS | C | CONSERVATION - FERRIS | MUNICIPAL CONSERVATION | 2 | 4 | 6 | 10 | 20 | 44
C | FERRIS | C | CONSERVATION, WATER LOSS CONTROL - FERRIS | MUNICIPAL CONSERVATION | 2 | 2 | 0 | 0 | 0 | 0
C | FERRIS | C | TRWD - ADDITIONAL CEDAR CREEK AND RICHLAND-CHAMBERS | INDIRECT REUSE | 28 | 0 | 0 | 0 | 0 | 0
C | FERRIS | C | TRWD - CEDAR CREEK WETLANDS | INDIRECT REUSE | 0 | 76 | 142 | 214 | 555 | 1395
C | FLOWER MOUND | I | ANRA-COL - LAKE COLUMBIA | NEW MAJOR RESERVOIR | 0 | 0 | 0 | 0 | 0 | 746
C | FLOWER MOUND | C | CONSERVATION - FLOWER MOUND | MUNICIPAL CONSERVATION | 253 | 501 | 690 | 765 | 840 | 916
C | FLOWER MOUND | C | CONSERVATION, WATER LOSS CONTROL - FLOWER MOUND | MUNICIPAL CONSERVATION | 95 | 95 | 0 | 0 | 0 | 0
C | FLOWER MOUND | C | DWU - MAIN STEM REUSE | NEW MAJOR RESERVOIR | 243 | 307 | 622 | 2104 | 2188 | 1982
C | FLOWER MOUND | C | DWU UNALLOCATED SUPPLY UTILIZATION | INDIRECT REUSE; OTHER SURFACE WATER | 2007 | 1462 | 608 | 60 | 0 | 0
C | FLOWER MOUND | C | LAKE PALESTINE | OTHER SURFACE WATER | 0 | 978 | 1961 | 1920 | 1718 | 1413
C | FLOWER MOUND | C | REMOVAL OF CHAPMAN SILT BARRIER | OTHER SURFACE WATER | 0 | 54 | 75 | 85 | 67 | 58
C | FLOWER MOUND | C | SULPHUR BASIN SUPPLY | NEW MAJOR RESERVOIR; OTHER SURFACE WATER | 0 | 0 | 0 | 0 | 334 | 2334
C | FLOWER MOUND | I | UNM-ROR-NECHES RUN OF RIVER | OTHER SURFACE WATER | 0 | 0 | 0 | 0 | 756 | 629
C | FLOWER MOUND | C | UTRWD - CONTRACT RENEWAL WITH COMMERCE FOR LAKE CHAPMAN WATER | INDIRECT REUSE; OTHER SURFACE WATER | 0 | 0 | 335 | 393 | 323 | 575
C | FLOWER MOUND | C | UTRWD - RALPH HALL RESERVOIR AND REUSE | INDIRECT REUSE; NEW MAJOR RESERVOIR | 0 | 2427 | 3871 | 4561 | 4740 | 3341
C | FOREST HILL | C | CONSERVATION - FOREST HILL | MUNICIPAL CONSERVATION | 5 | 9 | 14 | 23 | 36 | 56
C | FOREST HILL | C | CONSERVATION, WATER LOSS CONTROL - FOREST HILL | MUNICIPAL CONSERVATION | 7 | 7 | 0 | 0 | 0 | 0
C | FOREST HILL | C | FORT WORTH UNALLOCATED SUPPLY UTILIZATION | OTHER SURFACE WATER | 0 | 143 | 175 | 162 | 153 | 135
C | FOREST HILL | C | LAKE PALESTINE | OTHER SURFACE WATER | 0 | 0 | 0 | 0 | 269 | 0
C | FOREST HILL | C | SULPHUR BASIN SUPPLY | NEW MAJOR RESERVOIR; OTHER SURFACE WATER | 0 | 0 | 0 | 55 | 120 | 719
C | FOREST HILL | C | TRWD - ADDITIONAL CEDAR CREEK AND RICHLAND-CHAMBERS | INDIRECT REUSE; OTHER SURFACE WATER | 0 | 35 | 62 | 54 | 79 | 115
C | FOREST HILL | C | TRWD - CEDAR CREEK WETLANDS | INDIRECT REUSE | 0 | 73 | 141 | 234 | 217 | 226
C | FOREST HILL | C | TRWD - TEHUACANA | NEW MAJOR RESERVOIR | 0 | 0 | 66 | 129 | 71 | 107
C | FORNEY | C | CONSERVATION - FORNEY | MUNICIPAL CONSERVATION | 11 | 25 | 48 | 78 | 140 | 225
C | FORNEY | C | CONSERVATION, WATER LOSS CONTROL - FORNEY | MUNICIPAL CONSERVATION | 16 | 16 | 0 | 0 | 0 | 0
C | FORNEY | C | NTMWD - ADDITIONAL LAKE LAVON | OTHER SURFACE WATER | 53 | 96 | 131 | 183 | 184 | 181
C | FORNEY | C | NTMWD - LOWER BOIS D'ARC CREEK RESERVOIR | NEW MAJOR RESERVOIR | 39 | 543 | 785 | 1144 | 1200 | 1249
C | FORNEY | C | NTMWD - MAIN STEM PUMP STATION | INDIRECT REUSE | 124 | 171 | 166 | 126 | 7 | 0
C | FORNEY | C | NTMWD - OKLAHOMA | OTHER SURFACE WATER | 0 | 0 | 0 | 0 | 0 | 550
C | FORNEY | C | NTMWD - TEXOMA BLENDING | OTHER SURFACE WATER | 0 | 0 | 259 | 381 | 702 | 716
C | FORNEY | C | NTMWD - TOLEDO BEND PHASE I | OTHER SURFACE WATER | 0 | 0 | 0 | 0 | 676 | 1068
C | FORNEY | C | NTMWD UNALLOCATED SUPPLY UTILIZATION | INDIRECT REUSE; OTHER SURFACE WATER | 0 | 0 | 0 | 0 | 0 | 873
C | FORNEY | C | REMOVAL OF CHAPMAN SILT BARRIER | OTHER SURFACE WATER | 8 | 16 | 22 | 32 | 32 | 36
C | FORNEY | C | SULPHUR BASIN SUPPLY | NEW MAJOR RESERVOIR; OTHER SURFACE WATER | 0 | 0 | 0 | 0 | 229 | 934
C | FORNEY LAKE WSC | C | CONSERVATION - FORNEY LAKE WSC | MUNICIPAL CONSERVATION | 12 | 24 | 41 | 55 | 99 | 152
C | FORNEY LAKE WSC | C | CONSERVATION, WATER LOSS CONTROL - FORNEY LAKE WSC | MUNICIPAL CONSERVATION | 4 | 4 | 0 | 0 | 0 | 0
C | FORNEY LAKE WSC | C | NTMWD - ADDITIONAL LAKE LAVON | OTHER SURFACE WATER | 13 | 27 | 35 | 48 | 55 | 55
C | FORNEY LAKE WSC | C | NTMWD - LOWER BOIS D'ARC CREEK RESERVOIR | NEW MAJOR RESERVOIR | 10 | 152 | 206 | 302 | 362 | 382
C | FORNEY LAKE WSC | C | NTMWD - MAIN STEM PUMP STATION | INDIRECT REUSE | 30 | 48 | 43 | 33 | 2 | 0
C | FORNEY LAKE WSC | C | NTMWD - OKLAHOMA | OTHER SURFACE WATER | 0 | 0 | 0 | 0 | 0 | 167
C | FORNEY LAKE WSC | C | NTMWD - TEXOMA BLENDING | OTHER SURFACE WATER | 0 | 0 | 68 | 101 | 212 | 224
C | FORNEY LAKE WSC | C | NTMWD - TOLEDO BEND PHASE I | OTHER SURFACE WATER | 0 | 0 | 0 | 0 | 204 | 334
C | FORNEY LAKE WSC | C | REMOVAL OF CHAPMAN SILT BARRIER | OTHER SURFACE WATER | 2 | 4 | 5 | 9 | 10 | 11
C | FORNEY LAKE WSC | C | SULPHUR BASIN SUPPLY | NEW MAJOR RESERVOIR; OTHER SURFACE WATER | 0 | 0 | 0 | 0 | 69 | 292
C | FORT WORTH | C | CONSERVATION - FORT WORTH | MUNICIPAL CONSERVATION | 5456 | 8785 | 12454 | 14455 | 16830 | 19409
C | FORT WORTH | C | CONSERVATION, WATER LOSS CONTROL - FORT WORTH | MUNICIPAL CONSERVATION | 18776 | 20583 | 8540 | 6310 | 3430 | 0
C | FORT WORTH | C | DWU - MAIN STEM REUSE | NEW MAJOR RESERVOIR | 0 | 0 | 0 | 0 | 3971 | 0
C | FORT WORTH | C | FORT WORTH ALLIANCE DIRECT REUSE | OTHER DIRECT REUSE | 0 | 2800 | 7841 | 7841 | 7841 | 7841
C | FORT WORTH | C | FORT WORTH DIRECT REUSE | OTHER DIRECT REUSE | 897 | 897 | 897 | 897 | 897 | 897
C | FORT WORTH | C | FORT WORTH FUTURE DIRECT REUSE | OTHER DIRECT REUSE | 0 | 6934 | 8166 | 8166 | 8166 | 8166
C | FORT WORTH | C | FORT WORTH UNALLOCATED SUPPLY UTILIZATION | OTHER SURFACE WATER | 0 | 8468 | 16683 | 13629 | 8501 | 2885
C | FORT WORTH | C | SULPHUR BASIN SUPPLY | NEW MAJOR RESERVOIR; OTHER SURFACE WATER | 0 | 0 | 0 | 30793 | 40328 | 88209
C | FORT WORTH | C | TRWD - ADDITIONAL CEDAR CREEK AND RICHLAND-CHAMBERS | INDIRECT REUSE; OTHER SURFACE WATER | 2080 | 679 | 9580 | 8448 | 6627 | 7507
C | FORT WORTH | C | TRWD - CEDAR CREEK WETLANDS | INDIRECT REUSE | 0 | 1401 | 15258 | 19369 | 29431 | 28771
C | FORT WORTH | C | TRWD - TEHUACANA | NEW MAJOR RESERVOIR | 0 | 0 | 16794 | 9152 | 19048 | 12918
C | FORT WORTH | I | UNM-ROR-NECHES RUN OF RIVER | OTHER SURFACE WATER | 0 | 0 | 0 | 0 | 902 | 0
C | FRISCO | C | CONSERVATION - FRISCO | MUNICIPAL CONSERVATION | 1522 | 2438 | 3572 | 3793 | 4016 | 4238
C | FRISCO | C | CONSERVATION, WATER LOSS CONTROL - FRISCO | MUNICIPAL CONSERVATION | 208 | 208 | 0 | 0 | 0 | 0
C | FRISCO | C | FRISCO DIRECT REUSE | OTHER DIRECT REUSE | 2240 | 3360 | 5650 | 5650 | 5650 | 5650
C | FRISCO | C | NTMWD - ADDITIONAL LAKE LAVON | OTHER SURFACE WATER | 319 | 1078 | 1397 | 1646 | 1157 | 821
C | FRISCO | C | NTMWD - LOWER BOIS D'ARC CREEK RESERVOIR | NEW MAJOR RESERVOIR | 239 | 6100 | 8375 | 10290 | 7571 | 5649
C | FRISCO | C | NTMWD - MAIN STEM PUMP STATION | INDIRECT REUSE | 757 | 1923 | 1765 | 1134 | 44 | 0
C | FRISCO | C | NTMWD - OKLAHOMA | OTHER SURFACE WATER | 0 | 0 | 0 | 0 | 0 | 2485
C | FRISCO | C | NTMWD - TEXOMA BLENDING | OTHER SURFACE WATER | 0 | 0 | 2757 | 3430 | 4429 | 3330
C | FRISCO | C | NTMWD - TOLEDO BEND PHASE I | OTHER SURFACE WATER | 0 | 0 | 0 | 0 | 4268 | 4970
C | FRISCO | C | REMOVAL OF CHAPMAN SILT BARRIER | OTHER SURFACE WATER | 52 | 179 | 239 | 290 | 212 | 156
C | FRISCO | C | SULPHUR BASIN SUPPLY | NEW MAJOR RESERVOIR; OTHER SURFACE WATER | 0 | 0 | 0 | 0 | 1446 | 4344
C | FROST | C | CONSERVATION - FROST | MUNICIPAL CONSERVATION | 0 | 0 | 1 | 1 | 2 | 2
C | FROST | C | CONSERVATION, WATER LOSS CONTROL - FROST | MUNICIPAL CONSERVATION | 0 | 0 | 0 | 0 | 0 | 0
C | FROST | C | CORSICANA - HALBERT/RICHLAND CHAMBERS NEW WTP | OTHER SURFACE WATER | 0 | 0 | 0 | 14 | 29 | 38
C | FROST | C | CORSICANA UNALLOCATED SUPPLY UTILIZATION | OTHER SURFACE WATER | 0 | 24 | 29 | 23 | 17 | 18
C | GAINESVILLE | C | CONSERVATION - GAINESVILLE | MUNICIPAL CONSERVATION | 8 | 17 | 27 | 37 | 56 | 93
C | GAINESVILLE | C | CONSERVATION, WATER LOSS CONTROL - GAINESVILLE | MUNICIPAL CONSERVATION | 12 | 12 | 0 | 0 | 0 | 0
C | GAINESVILLE | C | GAINESVILLE UNALLOCATED SUPPLY UTILIZATION | OTHER SURFACE WATER | 0 | 0 | 0 | 0 | 0 | 1384
C | GARLAND | C | CONSERVATION - GARLAND | MUNICIPAL CONSERVATION | 505 | 823 | 375 | 495 | 617 | 741
C | GARLAND | C | CONSERVATION, WATER LOSS CONTROL - GARLAND | MUNICIPAL CONSERVATION | 189 | 189 | 0 | 0 | 0 | 0
C | GARLAND | C | NTMWD - ADDITIONAL LAKE LAVON | OTHER SURFACE WATER | 534 | 914 | 1024 | 1168 | 805 | 563
C | GARLAND | C | NTMWD - LOWER BOIS D'ARC CREEK RESERVOIR | NEW MAJOR RESERVOIR | 401 | 5174 | 6134 | 7298 | 5271 | 3872
C | GARLAND | C | NTMWD - MAIN STEM PUMP STATION | INDIRECT REUSE | 1266 | 1631 | 1293 | 804 | 31 | 0
C | GARLAND | C | NTMWD - OKLAHOMA | OTHER SURFACE WATER | 0 | 0 | 0 | 0 | 0 | 1704
C | GARLAND | C | NTMWD - TEXOMA BLENDING | OTHER SURFACE WATER | 0 | 0 | 2019 | 2432 | 3083 | 2284
C | GARLAND | C | NTMWD - TOLEDO BEND PHASE I | OTHER SURFACE WATER | 0 | 0 | 0 | 0 | 2971 | 3408
C | GARLAND | C | REMOVAL OF CHAPMAN SILT BARRIER | OTHER SURFACE WATER | 86 | 152 | 174 | 206 | 147 | 106
C | GARLAND | C | SULPHUR BASIN SUPPLY | NEW MAJOR RESERVOIR; OTHER SURFACE WATER | 0 | 0 | 0 | 0 | 1006 | 2979
C | GARRETT | C | CONSERVATION - GARRETT | MUNICIPAL CONSERVATION | 4 | 10 | 16 | 24 | 30 | 78
C | GARRETT | C | CONSERVATION, WATER LOSS CONTROL - GARRETT | MUNICIPAL CONSERVATION | 2 | 2 | 0 | 0 | 0 | 0
C | GARRETT | C | DWU - MAIN STEM REUSE | NEW MAJOR RESERVOIR | 0 | 0 | 0 | 0 | 233 | 0
C | GARRETT | C | SULPHUR BASIN SUPPLY | NEW MAJOR RESERVOIR | 0 | 0 | 0 | 0 | 0 | 1377
C | GARRETT | C | TRWD - CEDAR CREEK WETLANDS | INDIRECT REUSE | 0 | 0 | 0 | 64 | 205 | 0
C | GARRETT | C | TRWD - TEHUACANA | NEW MAJOR RESERVOIR | 0 | 0 | 0 | 132 | 0 | 0
C | GASTONIA-SCURRY SUD | I | ANRA-COL - LAKE COLUMBIA | NEW MAJOR RESERVOIR | 0 | 0 | 0 | 0 | 0 | 97
C | GASTONIA-SCURRY SUD | C | CONSERVATION - GASTONIA-SCURRY SUD | MUNICIPAL CONSERVATION | 2 | 5 | 10 | 16 | 34 | 61
C | GASTONIA-SCURRY SUD | C | CONSERVATION, WATER LOSS CONTROL - GASTONIA-SCURRY SUD | MUNICIPAL CONSERVATION | 3 | 3 | 0 | 0 | 0 | 0
C | GASTONIA-SCURRY SUD | C | DWU - MAIN STEM REUSE | NEW MAJOR RESERVOIR | 3 | 1 | 2 | 5 | 84 | 257
C | GASTONIA-SCURRY SUD | C | DWU UNALLOCATED SUPPLY UTILIZATION | INDIRECT REUSE; OTHER SURFACE WATER | 37 | 34 | 31 | 29 | 381 | 1145
C | GASTONIA-SCURRY SUD | C | LAKE PALESTINE | OTHER SURFACE WATER | 0 | 4 | 7 | 5 | 66 | 183
C | GASTONIA-SCURRY SUD | C | NTMWD - ADDITIONAL LAKE LAVON | OTHER SURFACE WATER | 10 | 19 | 26 | 37 | 32 | 18
C | GASTONIA-SCURRY SUD | C | NTMWD - LOWER BOIS D'ARC CREEK RESERVOIR | NEW MAJOR RESERVOIR | 7 | 111 | 155 | 228 | 206 | 128
C | GASTONIA-SCURRY SUD | C | NTMWD - MAIN STEM PUMP STATION | INDIRECT REUSE | 23 | 35 | 33 | 25 | 1 | 0
C | GASTONIA-SCURRY SUD | C | NTMWD - OKLAHOMA | OTHER SURFACE WATER | 0 | 0 | 0 | 0 | 0 | 56
C | GASTONIA-SCURRY SUD | C | NTMWD - TEXOMA BLENDING | OTHER SURFACE WATER | 0 | 0 | 51 | 76 | 121 | 76
C | GASTONIA-SCURRY SUD | C | NTMWD - TOLEDO BEND PHASE I | OTHER SURFACE WATER | 0 | 0 | 0 | 0 | 116 | 113
C | GASTONIA-SCURRY SUD | C | REMOVAL OF CHAPMAN SILT BARRIER | OTHER SURFACE WATER | 2 | 4 | 3 | 7 | 5 | 4
C | GASTONIA-SCURRY SUD | C | SULPHUR BASIN SUPPLY | NEW MAJOR RESERVOIR; OTHER SURFACE WATER | 0 | 0 | 0 | 0 | 39 | 99
C | GASTONIA-SCURRY SUD | I | UNM-ROR-NECHES RUN OF RIVER | OTHER SURFACE WATER | 0 | 0 | 0 | 0 | 29 | 81
C | GLENN HEIGHTS | I | ANRA-COL - LAKE COLUMBIA | NEW MAJOR RESERVOIR | 0 | 0 | 0 | 0 | 0 | 320
C | GLENN HEIGHTS | C | CONSERVATION - GLENN HEIGHTS | MUNICIPAL CONSERVATION | 6 | 17 | 31 | 51 | 76 | 123
C | GLENN HEIGHTS | C | CONSERVATION, WATER LOSS CONTROL - GLENN HEIGHTS | MUNICIPAL CONSERVATION | 9 | 9 | 0 | 0 | 0 | 0
C | GLENN HEIGHTS | C | DWU - MAIN STEM REUSE | NEW MAJOR RESERVOIR | 64 | 67 | 152 | 517 | 645 | 851
C | GLENN HEIGHTS | C | LAKE PALESTINE | OTHER SURFACE WATER | 0 | 213 | 481 | 472 | 506 | 606
C | GLENN HEIGHTS | I | UNM-ROR-NECHES RUN OF RIVER | OTHER SURFACE WATER | 0 | 0 | 0 | 0 | 223 | 270
C | GRAND PRAIRIE | I | ANRA-COL - LAKE COLUMBIA | NEW MAJOR RESERVOIR | 0 | 0 | 0 | 0 | 0 | 1577
C | GRAND PRAIRIE | C | ARLINGTON UNALLOCATED SUPPLY UTILIZATION | OTHER SURFACE WATER | 925 | 878 | 1206 | 1068 | 1272 | 1134
C | GRAND PRAIRIE | C | CONSERVATION - GRAND PRARIE | MUNICIPAL CONSERVATION | 469 | 884 | 442 | 585 | 731 | 877
C | GRAND PRAIRIE | C | CONSERVATION, WATER LOSS CONTROL - GRAND PRAIRIE | MUNICIPAL CONSERVATION | 176 | 176 | 0 | 0 | 0 | 0
C | GRAND PRAIRIE | C | DWU - MAIN STEM REUSE | NEW MAJOR RESERVOIR | 827 | 937 | 1801 | 4293 | 5166 | 4209
C | GRAND PRAIRIE | C | FORT WORTH UNALLOCATED SUPPLY UTILIZATION | OTHER SURFACE WATER | 0 | 251 | 301 | 239 | 177 | 121
C | GRAND PRAIRIE | C | LAKE PALESTINE | OTHER SURFACE WATER | 0 | 2147 | 4909 | 3882 | 3959 | 2989
C | GRAND PRAIRIE | C | MANSFIELD UNALLOCATED SUPPLY UTILIZATION | OTHER SURFACE WATER | 3018 | 2373 | 1850 | 1614 | 1410 | 1229
C | GRAND PRAIRIE | C | SULPHUR BASIN SUPPLY | NEW MAJOR RESERVOIR; OTHER SURFACE WATER | 0 | 0 | 0 | 673 | 704 | 3243
C | GRAND PRAIRIE | C | TRWD - ADDITIONAL CEDAR CREEK AND RICHLAND-CHAMBERS | INDIRECT REUSE; OTHER SURFACE WATER | 0 | 259 | 449 | 312 | 384 | 425
C | GRAND PRAIRIE | C | TRWD - CEDAR CREEK WETLANDS | INDIRECT REUSE | 0 | 528 | 1014 | 1261 | 1050 | 840
C | GRAND PRAIRIE | C | TRWD - TEHUACANA | NEW MAJOR RESERVOIR | 0 | 0 | 481 | 688 | 340 | 395
C | GRAND PRAIRIE | I | UNM-ROR-NECHES RUN OF RIVER | OTHER SURFACE WATER | 0 | 0 | 0 | 0 | 1501 | 1329
C | GRAPEVINE | I | ANRA-COL - LAKE COLUMBIA | NEW MAJOR RESERVOIR | 0 | 0 | 0 | 0 | 0 | 188
C | GRAPEVINE | C | CONSERVATION - GRAPEVINE | MUNICIPAL CONSERVATION | 247 | 445 | 622 | 688 | 756 | 824
C | GRAPEVINE | C | CONSERVATION, WATER LOSS CONTROL - GRAPEVINE | MUNICIPAL CONSERVATION | 92 | 92 | 0 | 0 | 0 | 0
C | GRAPEVINE | C | DWU - MAIN STEM REUSE | NEW MAJOR RESERVOIR | 166 | 229 | 343 | 676 | 2007 | 707
C | GRAPEVINE | C | LAKE PALESTINE | OTHER SURFACE WATER | 0 | 293 | 572 | 456 | 408 | 356
C | GRAPEVINE | C | SULPHUR BASIN SUPPLY | NEW MAJOR RESERVOIR; OTHER SURFACE WATER | 0 | 0 | 0 | 1297 | 581 | 2706
C | GRAPEVINE | C | TRWD - ADDITIONAL CEDAR CREEK AND RICHLAND-CHAMBERS | INDIRECT REUSE; OTHER SURFACE WATER | 0 | 609 | 873 | 838 | 385 | 432
C | GRAPEVINE | C | TRWD - CEDAR CREEK WETLANDS | INDIRECT REUSE | 0 | 428 | 939 | 816 | 1053 | 851
C | GRAPEVINE | C | TRWD - TEHUACANA | NEW MAJOR RESERVOIR | 0 | 0 | 444 | 385 | 906 | 1019
C | GRAPEVINE | I | UNM-ROR-NECHES RUN OF RIVER | OTHER SURFACE WATER | 0 | 0 | 0 | 0 | 180 | 158
C | GUN BARREL CITY | C | CONSERVATION - GUN BARREL CITY | MUNICIPAL CONSERVATION | 3 | 7 | 11 | 16 | 31 | 59
C | GUN BARREL CITY | C | CONSERVATION, WATER LOSS CONTROL - GUN BARREL CITY | MUNICIPAL CONSERVATION | 5 | 5 | 0 | 0 | 0 | 0
C | GUN BARREL CITY | C | LAKE PALESTINE | OTHER SURFACE WATER | 0 | 0 | 0 | 0 | 229 | 0
C | GUN BARREL CITY | C | SULPHUR BASIN SUPPLY | NEW MAJOR RESERVOIR; OTHER SURFACE WATER | 0 | 0 | 0 | 39 | 103 | 755
C | GUN BARREL CITY | C | TRWD - ADDITIONAL CEDAR CREEK AND RICHLAND-CHAMBERS | INDIRECT REUSE; OTHER SURFACE WATER | 324 | 321 | 317 | 314 | 551 | 1000
C | GUN BARREL CITY | C | TRWD - CEDAR CREEK WETLANDS | INDIRECT REUSE | 0 | 53 | 102 | 167 | 187 | 237
C | GUN BARREL CITY | C | TRWD - TEHUACANA | NEW MAJOR RESERVOIR | 0 | 0 | 48 | 93 | 60 | 112
C | GUNTER | C | CONSERVATION - GUNTER | MUNICIPAL CONSERVATION | 1 | 3 | 6 | 10 | 16 | 22
C | GUNTER | C | CONSERVATION, WATER LOSS CONTROL - GUNTER | MUNICIPAL CONSERVATION | 2 | 17 | 0 | 0 | 0 | 0
C | GUNTER | C | GTUA - GRAYSON COUNTY WSP | OTHER SURFACE WATER | 0 | 97 | 263 | 411 | 559 | 708
C | GUNTER | C | GUNTER NEW WELLS | GROUNDWATER WELLS AND OTHER | 50 | 100 | 100 | 100 | 100 | 100
C | HACKBERRY | C | CONSERVATION - HACKBERRY | MUNICIPAL CONSERVATION | 4 | 9 | 15 | 20 | 28 | 36
C | HACKBERRY | C | CONSERVATION, WATER LOSS CONTROL - HACKBERRY | MUNICIPAL CONSERVATION | 2 | 2 | 0 | 0 | 0 | 0
C | HACKBERRY | C | NTMWD - ADDITIONAL LAKE LAVON | OTHER SURFACE WATER | 5 | 9 | 13 | 18 | 16 | 13
C | HACKBERRY | C | NTMWD - LOWER BOIS D'ARC CREEK RESERVOIR | NEW MAJOR RESERVOIR | 3 | 54 | 76 | 114 | 101 | 90
C | HACKBERRY | C | NTMWD - MAIN STEM PUMP STATION | INDIRECT REUSE | 10 | 17 | 16 | 12 | 1 | 0
C | HACKBERRY | C | NTMWD - OKLAHOMA | OTHER SURFACE WATER | 0 | 0 | 0 | 0 | 0 | 40
C | HACKBERRY | C | NTMWD - TEXOMA BLENDING | OTHER SURFACE WATER | 0 | 0 | 25 | 38 | 59 | 53
C | HACKBERRY | C | NTMWD - TOLEDO BEND PHASE I | OTHER SURFACE WATER | 0 | 0 | 0 | 0 | 57 | 79
C | HACKBERRY | C | REMOVAL OF CHAPMAN SILT BARRIER | OTHER SURFACE WATER | 0 | 2 | 1 | 4 | 2 | 4
C | HACKBERRY | C | SULPHUR BASIN SUPPLY | NEW MAJOR RESERVOIR; OTHER SURFACE WATER | 0 | 0 | 0 | 0 | 19 | 70
C | HALTOM CITY | C | CONSERVATION - HALTOM CITY | MUNICIPAL CONSERVATION | 18 | 35 | 53 | 76 | 102 | 133
C | HALTOM CITY | C | CONSERVATION, WATER LOSS CONTROL - HALTOM CITY | MUNICIPAL CONSERVATION | 26 | 26 | 0 | 0 | 0 | 0
C | HALTOM CITY | C | FORT WORTH UNALLOCATED SUPPLY UTILIZATION | OTHER SURFACE WATER | 0 | 541 | 642 | 540 | 431 | 318
C | HALTOM CITY | C | LAKE PALESTINE | OTHER SURFACE WATER | 0 | 0 | 0 | 0 | 755 | 0
C | HALTOM CITY | C | SULPHUR BASIN SUPPLY | NEW MAJOR RESERVOIR; OTHER SURFACE WATER | 0 | 0 | 0 | 182 | 338 | 1695
C | HALTOM CITY | C | TRWD - ADDITIONAL CEDAR CREEK AND RICHLAND-CHAMBERS | INDIRECT REUSE; OTHER SURFACE WATER | 0 | 134 | 227 | 181 | 223 | 271
C | HALTOM CITY | C | TRWD - CEDAR CREEK WETLANDS | INDIRECT REUSE | 0 | 275 | 515 | 778 | 613 | 533
C | HALTOM CITY | C | TRWD - TEHUACANA | NEW MAJOR RESERVOIR | 0 | 0 | 243 | 429 | 199 | 252
C | HASLET | C | CONSERVATION - HASLET | MUNICIPAL CONSERVATION | 2 | 10 | 18 | 53 | 81 | 102
C | HASLET | C | CONSERVATION – WASTE PROHIBITION, HASLET | MUNICIPAL CONSERVATION | 0 | 3 | 8 | 19 | 27 | 31
C | HASLET | C | CONSERVATION, WATER LOSS CONTROL - HASLET | MUNICIPAL CONSERVATION | 3 | 3 | 0 | 0 | 0 | 0
C | HASLET | C | FORT WORTH UNALLOCATED SUPPLY UTILIZATION | OTHER SURFACE WATER | 0 | 60 | 81 | 146 | 153 | 119
C | HASLET | C | LAKE PALESTINE | OTHER SURFACE WATER | 0 | 0 | 0 | 0 | 242 | 0
C | HASLET | C | SULPHUR BASIN SUPPLY | NEW MAJOR RESERVOIR; OTHER SURFACE WATER | 0 | 0 | 0 | 43 | 108 | 581
C | HASLET | C | TRWD - ADDITIONAL CEDAR CREEK AND RICHLAND-CHAMBERS | INDIRECT REUSE; OTHER SURFACE WATER | 0 | 11 | 25 | 42 | 70 | 93
C | HASLET | C | TRWD - CEDAR CREEK WETLANDS | INDIRECT REUSE | 0 | 25 | 55 | 184 | 197 | 183
C | HASLET | C | TRWD - TEHUACANA | NEW MAJOR RESERVOIR | 0 | 0 | 26 | 101 | 65 | 86
C | HEATH | C | CONSERVATION - HEATH | MUNICIPAL CONSERVATION | 52 | 170 | 235 | 260 | 286 | 312
C | HEATH | C | CONSERVATION, IRRIGATION RESTRICTIONS – HEATH | MUNICIPAL CONSERVATION | 6 | 28 | 28 | 28 | 28 | 28
C | HEATH | C | CONSERVATION, WATER LOSS CONTROL - HEATH | MUNICIPAL CONSERVATION | 20 | 20 | 0 | 0 | 0 | 0
C | HEATH | C | NTMWD - ADDITIONAL LAKE LAVON | OTHER SURFACE WATER | 54 | 187 | 196 | 228 | 158 | 112
C | HEATH | C | NTMWD - LOWER BOIS D'ARC CREEK RESERVOIR | NEW MAJOR RESERVOIR | 41 | 1062 | 1174 | 1425 | 1039 | 769
C | HEATH | C | NTMWD - MAIN STEM PUMP STATION | INDIRECT REUSE | 128 | 335 | 247 | 157 | 6 | 0
C | HEATH | C | NTMWD - OKLAHOMA | OTHER SURFACE WATER | 0 | 0 | 0 | 0 | 0 | 338
C | HEATH | C | NTMWD - TEXOMA BLENDING | OTHER SURFACE WATER | 0 | 0 | 386 | 475 | 607 | 453
C | HEATH | C | NTMWD - TOLEDO BEND PHASE I | OTHER SURFACE WATER | 0 | 0 | 0 | 0 | 586 | 677
C | HEATH | C | REMOVAL OF CHAPMAN SILT BARRIER | OTHER SURFACE WATER | 9 | 31 | 34 | 40 | 32 | 22
C | HEATH | C | SULPHUR BASIN SUPPLY | NEW MAJOR RESERVOIR; OTHER SURFACE WATER | 0 | 0 | 0 | 0 | 198 | 592
C | HICKORY CREEK | I | ANRA-COL - LAKE COLUMBIA | NEW MAJOR RESERVOIR | 0 | 0 | 0 | 0 | 0 | 23
C | HICKORY CREEK | C | CONSERVATION - HICKORY CREEK | MUNICIPAL CONSERVATION | 5 | 8 | 9 | 14 | 18 | 22
C | HICKORY CREEK | C | CONSERVATION, WATER LOSS CONTROL - HICKORY CREEK | MUNICIPAL CONSERVATION | 3 | 3 | 0 | 0 | 0 | 0
C | HICKORY CREEK | C | DWU - MAIN STEM REUSE | NEW MAJOR RESERVOIR | 0 | 4 | 12 | 72 | 74 | 60
C | HICKORY CREEK | C | LAKE PALESTINE | OTHER SURFACE WATER | 0 | 13 | 39 | 66 | 58 | 43
C | HICKORY CREEK | C | REMOVAL OF CHAPMAN SILT BARRIER | OTHER SURFACE WATER | 0 | 3 | 4 | 6 | 5 | 4
C | HICKORY CREEK | C | SULPHUR BASIN SUPPLY | NEW MAJOR RESERVOIR; OTHER SURFACE WATER | 0 | 0 | 0 | 0 | 25 | 175
C | HICKORY CREEK | I | UNM-ROR-NECHES RUN OF RIVER | OTHER SURFACE WATER | 0 | 0 | 0 | 0 | 26 | 19
C | HICKORY CREEK | C | UTRWD - CONTRACT RENEWAL WITH COMMERCE FOR LAKE CHAPMAN WATER | INDIRECT REUSE; OTHER SURFACE WATER | 0 | 0 | 20 | 30 | 25 | 43
C | HICKORY CREEK | C | UTRWD - RALPH HALL RESERVOIR AND REUSE | INDIRECT REUSE; NEW MAJOR RESERVOIR | 0 | 115 | 231 | 346 | 355 | 252
C | HIGH POINT WSC | C | CONSERVATION - HIGH POINT WSC | MUNICIPAL CONSERVATION | 2 | 4 | 7 | 11 | 22 | 34
C | HIGH POINT WSC | C | CONSERVATION, WATER LOSS CONTROL - HIGH POINT WSC | MUNICIPAL CONSERVATION | 2 | 2 | 0 | 0 | 0 | 0
C | HIGH POINT WSC | C | NTMWD - ADDITIONAL LAKE LAVON | OTHER SURFACE WATER | 8 | 14 | 19 | 26 | 28 | 26
C | HIGH POINT WSC | C | NTMWD - LOWER BOIS D'ARC CREEK RESERVOIR | NEW MAJOR RESERVOIR | 6 | 83 | 111 | 161 | 185 | 180
C | HIGH POINT WSC | C | NTMWD - MAIN STEM PUMP STATION | INDIRECT REUSE | 19 | 26 | 23 | 18 | 1 | 0
C | HIGH POINT WSC | C | NTMWD - OKLAHOMA | OTHER SURFACE WATER | 0 | 0 | 0 | 0 | 0 | 79
C | HIGH POINT WSC | C | NTMWD - TEXOMA BLENDING | OTHER SURFACE WATER | 0 | 0 | 37 | 54 | 108 | 106
C | HIGH POINT WSC | C | NTMWD - TOLEDO BEND PHASE I | OTHER SURFACE WATER | 0 | 0 | 0 | 0 | 104 | 158
C | HIGH POINT WSC | C | NTMWD UNALLOCATED SUPPLY UTILIZATION | INDIRECT REUSE; OTHER SURFACE WATER | 0 | 0 | 28 | 71 | 150 | 222
C | HIGH POINT WSC | C | REMOVAL OF CHAPMAN SILT BARRIER | OTHER SURFACE WATER | 1 | 4 | 3 | 3 | 5 | 5
C | HIGH POINT WSC | C | SULPHUR BASIN SUPPLY | NEW MAJOR RESERVOIR; OTHER SURFACE WATER | 0 | 0 | 0 | 0 | 35 | 138
C | HIGHLAND PARK | C | CONSERVATION - HIGHLAND PARK | MUNICIPAL CONSERVATION | 14 | 28 | 41 | 55 | 68 | 82
C | HIGHLAND PARK | C | CONSERVATION, WATER LOSS CONTROL - HIGHLAND PARK | MUNICIPAL CONSERVATION | 20 | 20 | 0 | 0 | 0 | 0
C | HIGHLAND VILLAGE | I | ANRA-COL - LAKE COLUMBIA | NEW MAJOR RESERVOIR | 0 | 0 | 0 | 0 | 0 | 65
C | HIGHLAND VILLAGE | C | CONSERVATION - HIGHLAND VILLAGE | MUNICIPAL CONSERVATION | 51 | 86 | 117 | 130 | 143 | 156
C | HIGHLAND VILLAGE | C | CONSERVATION, WATER LOSS CONTROL - HIGHLAND VILLAGE | MUNICIPAL CONSERVATION | 19 | 19 | 0 | 0 | 0 | 0
C | HIGHLAND VILLAGE | C | DWU - MAIN STEM REUSE | NEW MAJOR RESERVOIR | 0 | 15 | 40 | 194 | 209 | 172
C | HIGHLAND VILLAGE | C | LAKE PALESTINE | OTHER SURFACE WATER | 0 | 47 | 128 | 177 | 164 | 123
C | HIGHLAND VILLAGE | C | REMOVAL OF CHAPMAN SILT BARRIER | OTHER SURFACE WATER | 0 | 10 | 14 | 17 | 14 | 12
C | HIGHLAND VILLAGE | C | SULPHUR BASIN SUPPLY | NEW MAJOR RESERVOIR; OTHER SURFACE WATER | 0 | 0 | 0 | 0 | 71 | 497
C | HIGHLAND VILLAGE | I | UNM-ROR-NECHES RUN OF RIVER | OTHER SURFACE WATER | 0 | 0 | 0 | 0 | 72 | 55
C | HIGHLAND VILLAGE | C | UTRWD - CONTRACT RENEWAL WITH COMMERCE FOR LAKE CHAPMAN WATER | INDIRECT REUSE; OTHER SURFACE WATER | 0 | 0 | 65 | 81 | 69 | 123
C | HIGHLAND VILLAGE | C | UTRWD - RALPH HALL RESERVOIR AND REUSE | INDIRECT REUSE; NEW MAJOR RESERVOIR | 0 | 436 | 746 | 927 | 1008 | 712
C | HONEY GROVE | C | CONSERVATION - HONEY GROVE | MUNICIPAL CONSERVATION | 1 | 2 | 3 | 4 | 5 | 5
C | HONEY GROVE | C | CONSERVATION, WATER LOSS CONTROL - HONEY GROVE | MUNICIPAL CONSERVATION | 19 | 19 | 0 | 0 | 0 | 0
C | HONEY GROVE | C | NTMWD - LOWER BOIS D'ARC CREEK RESERVOIR | NEW MAJOR RESERVOIR | 0 | 185 | 241 | 237 | 236 | 236
C | HOWE | C | CONSERVATION - HOWE | MUNICIPAL CONSERVATION | 1 | 2 | 4 | 5 | 7 | 9
C | HOWE | C | CONSERVATION, WATER LOSS CONTROL - HOWE | MUNICIPAL CONSERVATION | 1 | 1 | 0 | 0 | 0 | 0
C | HOWE | C | NTMWD - ADDITIONAL LAKE LAVON | OTHER SURFACE WATER | 0 | 0 | 2 | 3 | 3 | 3
C | HOWE | C | NTMWD - LOWER BOIS D'ARC CREEK RESERVOIR | NEW MAJOR RESERVOIR | 1 | 6 | 10 | 19 | 20 | 19
C | HOWE | C | NTMWD - MAIN STEM PUMP STATION | INDIRECT REUSE | 0 | 1 | 2 | 2 | 0 | 0
C | HOWE | C | NTMWD - OKLAHOMA | OTHER SURFACE WATER | 0 | 0 | 0 | 0 | 0 | 8
C | HOWE | C | NTMWD - TEXOMA BLENDING | OTHER SURFACE WATER | 0 | 0 | 3 | 6 | 12 | 11
C | HOWE | C | NTMWD - TOLEDO BEND PHASE I | OTHER SURFACE WATER | 0 | 0 | 0 | 0 | 11 | 16
C | HOWE | C | REMOVAL OF CHAPMAN SILT BARRIER | OTHER SURFACE WATER | 0 | 0 | 0 | 1 | 0 | 1
C | HOWE | C | SULPHUR BASIN SUPPLY | NEW MAJOR RESERVOIR; OTHER SURFACE WATER | 0 | 0 | 0 | 0 | 4 | 15
C | HUDSON OAKS | C | CONSERVATION - HUDSON OAKS | MUNICIPAL CONSERVATION | 7 | 13 | 24 | 27 | 29 | 32
C | HUDSON OAKS | C | CONSERVATION – WASTE PROHIBITION, HUDSON OAKS | MUNICIPAL CONSERVATION | 1 | 3 | 4 | 4 | 4 | 4
C | HUDSON OAKS | C | CONSERVATION, WATER LOSS CONTROL - HUDSON OAKS | MUNICIPAL CONSERVATION | 2 | 2 | 0 | 0 | 0 | 0
C | HUDSON OAKS | C | DWU - MAIN STEM REUSE | NEW MAJOR RESERVOIR | 0 | 0 | 0 | 0 | 40 | 0
C | HUDSON OAKS | C | SULPHUR BASIN SUPPLY | NEW MAJOR RESERVOIR; OTHER SURFACE WATER | 0 | 0 | 0 | 10 | 18 | 84
C | HUDSON OAKS | C | TRWD - ADDITIONAL CEDAR CREEK AND RICHLAND-CHAMBERS | INDIRECT REUSE; OTHER SURFACE WATER | 0 | 3 | 11 | 9 | 63 | 68
C | HUDSON OAKS | C | TRWD - CEDAR CREEK WETLANDS | INDIRECT REUSE | 0 | 6 | 26 | 43 | 32 | 26
C | HUDSON OAKS | C | TRWD - TEHUACANA | NEW MAJOR RESERVOIR | 0 | 0 | 12 | 24 | 10 | 13
C | HURST | C | CONSERVATION - HURST | MUNICIPAL CONSERVATION | 185 | 240 | 293 | 311 | 332 | 354
C | HURST | C | CONSERVATION, WATER LOSS CONTROL - HURST | MUNICIPAL CONSERVATION | 34 | 34 | 0 | 0 | 0 | 0
C | HURST | C | FORT WORTH UNALLOCATED SUPPLY UTILIZATION | OTHER SURFACE WATER | 0 | 623 | 709 | 551 | 408 | 277
C | HURST | C | LAKE PALESTINE | OTHER SURFACE WATER | 0 | 0 | 0 | 0 | 632 | 0
C | HURST | C | SULPHUR BASIN SUPPLY | NEW MAJOR RESERVOIR; OTHER SURFACE WATER | 0 | 0 | 0 | 158 | 283 | 1327
C | HURST | C | TRWD - ADDITIONAL CEDAR CREEK AND RICHLAND-CHAMBERS | INDIRECT REUSE; OTHER SURFACE WATER | 0 | 86 | 197 | 157 | 186 | 212
C | HURST | C | TRWD - CEDAR CREEK WETLANDS | INDIRECT REUSE | 0 | 179 | 447 | 678 | 513 | 417
C | HURST | C | TRWD - TEHUACANA | NEW MAJOR RESERVOIR | 0 | 0 | 211 | 375 | 167 | 197
C | HUTCHINS | I | ANRA-COL - LAKE COLUMBIA | NEW MAJOR RESERVOIR | 0 | 0 | 0 | 0 | 0 | 159
C | HUTCHINS | C | CONSERVATION - HUTCHINS | MUNICIPAL CONSERVATION | 3 | 9 | 18 | 29 | 43 | 59
C | HUTCHINS | C | CONSERVATION, WATER LOSS CONTROL - HUTCHINS | MUNICIPAL CONSERVATION | 5 | 5 | 0 | 0 | 0 | 0
C | HUTCHINS | C | DWU - MAIN STEM REUSE | NEW MAJOR RESERVOIR | 39 | 41 | 93 | 310 | 379 | 421
C | HUTCHINS | C | LAKE PALESTINE | OTHER SURFACE WATER | 0 | 130 | 292 | 282 | 298 | 301
C | HUTCHINS | I | UNM-ROR-NECHES RUN OF RIVER | OTHER SURFACE WATER | 0 | 0 | 0 | 0 | 131 | 134
C | IRRIGATION, COLLIN | C | CONSERVATION, IRRIGATION - COLLIN COUNTY | IRRIGATION CONSERVATION | 5 | 83 | 159 | 199 | 237 | 275
C | IRRIGATION, COOKE | C | GAINESVILLE ADDITIONAL DIRECT REUSE | OTHER DIRECT REUSE | 70 | 70 | 70 | 70 | 70 | 70
C | IRRIGATION, DALLAS | C | CONSERVATION, IRRIGATION - DALLAS COUNTY | IRRIGATION CONSERVATION | 18 | 294 | 565 | 708 | 841 | 975
C | IRRIGATION, DALLAS | C | TRINITY RIVER AUTHORITY ADDITIONAL LOS COLINAS REUSE | OTHER DIRECT REUSE | 7000 | 7000 | 7000 | 7000 | 7000 | 7000
C | IRRIGATION, DENTON | C | CONSERVATION, IRRIGATION - DENTON COUNTY | IRRIGATION CONSERVATION | 2 | 37 | 72 | 90 | 107 | 124
C | IRRIGATION, DENTON | C | UTRWD - ADDITIONAL DIRECT REUSE | OTHER DIRECT REUSE | 0 | 560 | 1121 | 2240 | 2240 | 2240
C | IRRIGATION, FREESTONE | C | CONSERVATION, IRRIGATION - FREESTONE COUNTY | IRRIGATION CONSERVATION | 0 | 0 | 0 | 0 | 1 | 1
C | IRRIGATION, GRAYSON | C | CONSERVATION, IRRIGATION - GRAYSON COUNTY | IRRIGATION CONSERVATION | 0 | 4 | 9 | 12 | 16 | 19
C | IRRIGATION, JACK | C | CONSERVATION, IRRIGATION - JACK COUNTY | IRRIGATION CONSERVATION | 0 | 3 | 6 | 8 | 10 | 11
C | IRRIGATION, KAUFMAN | C | DWU - MAIN STEM REUSE | NEW MAJOR RESERVOIR | 0 | 0 | 0 | 0 | 55 | 0
C | IRRIGATION, KAUFMAN | C | SULPHUR BASIN SUPPLY | NEW MAJOR RESERVOIR; OTHER SURFACE WATER | 0 | 0 | 0 | 14 | 25 | 114
C | IRRIGATION, KAUFMAN | C | TRWD - ADDITIONAL CEDAR CREEK AND RICHLAND-CHAMBERS | INDIRECT REUSE; OTHER SURFACE WATER | 0 | 12 | 19 | 14 | 16 | 18
C | IRRIGATION, KAUFMAN | C | TRWD - CEDAR CREEK WETLANDS | INDIRECT REUSE | 0 | 26 | 43 | 62 | 45 | 36
C | IRRIGATION, KAUFMAN | C | TRWD - TEHUACANA | NEW MAJOR RESERVOIR | 0 | 0 | 21 | 34 | 15 | 17
C | IRRIGATION, NAVARRO | C | CONSERVATION, IRRIGATION - NAVARRO COUNTY | IRRIGATION CONSERVATION | 0 | 2 | 4 | 5 | 5 | 6
C | IRRIGATION, ROCKWALL | I | ANRA-COL - LAKE COLUMBIA | NEW MAJOR RESERVOIR | 0 | 0 | 0 | 0 | 0 | 11
C | IRRIGATION, ROCKWALL | C | CONSERVATION, IRRIGATION - ROCKWALL COUNTY | IRRIGATION CONSERVATION | 1 | 12 | 24 | 30 | 35 | 41
C | IRRIGATION, ROCKWALL | C | DWU - MAIN STEM REUSE | NEW MAJOR RESERVOIR | 12 | 7 | 11 | 30 | 31 | 30
C | IRRIGATION, ROCKWALL | C | LAKE PALESTINE | OTHER SURFACE WATER | 0 | 21 | 33 | 27 | 26 | 21
C | IRRIGATION, ROCKWALL | I | UNM-ROR-NECHES RUN OF RIVER | OTHER SURFACE WATER | 0 | 0 | 0 | 0 | 11 | 9
C | IRRIGATION, TARRANT | C | CONSERVATION, IRRIGATION - TARRANT COUNTY | IRRIGATION CONSERVATION | 8 | 138 | 266 | 334 | 396 | 459
C | IRRIGATION, TARRANT | C | DWU - MAIN STEM REUSE | NEW MAJOR RESERVOIR | 0 | 0 | 0 | 0 | 103 | 0
C | IRRIGATION, TARRANT | C | SULPHUR BASIN SUPPLY | NEW MAJOR RESERVOIR; OTHER SURFACE WATER | 0 | 0 | 0 | 82 | 142 | 655
C | IRRIGATION, TARRANT | C | TRWD - ADDITIONAL CEDAR CREEK AND RICHLAND-CHAMBERS | INDIRECT REUSE; OTHER SURFACE WATER | 0 | 16 | 30 | 25 | 30 | 35
C | IRRIGATION, TARRANT | C | TRWD - CEDAR CREEK WETLANDS | INDIRECT REUSE | 0 | 35 | 67 | 110 | 85 | 68
C | IRRIGATION, TARRANT | C | TRWD - TEHUACANA | NEW MAJOR RESERVOIR | 0 | 0 | 32 | 60 | 27 | 32
C | IRRIGATION, WISE | C | CONSERVATION, IRRIGATION - WISE COUNTY | IRRIGATION CONSERVATION | 0 | 0 | 1 | 1 | 1 | 1
C | IRRIGATION, WISE | C | DWU - MAIN STEM REUSE | NEW MAJOR RESERVOIR | 0 | 0 | 0 | 0 | 143 | 0
C | IRRIGATION, WISE | C | SULPHUR BASIN SUPPLY | NEW MAJOR RESERVOIR; OTHER SURFACE WATER | 0 | 0 | 0 | 47 | 65 | 250
C | IRRIGATION, WISE | C | TRWD - ADDITIONAL CEDAR CREEK AND RICHLAND-CHAMBERS | INDIRECT REUSE; OTHER SURFACE WATER | 406 | 133 | 94 | 47 | 43 | 40
C | IRRIGATION, WISE | C | TRWD - CEDAR CREEK WETLANDS | INDIRECT REUSE | 0 | 273 | 212 | 201 | 117 | 79
C | IRRIGATION, WISE | C | TRWD - TEHUACANA | NEW MAJOR RESERVOIR | 0 | 0 | 100 | 111 | 38 | 37
C | IRVING | I | ANRA-COL - LAKE COLUMBIA | NEW MAJOR RESERVOIR | 0 | 0 | 0 | 0 | 0 | 285
C | IRVING | C | CONSERVATION - IRVING | MUNICIPAL CONSERVATION | 748 | 1303 | 1784 | 1970 | 2163 | 2360
C | IRVING | C | CONSERVATION, WATER LOSS CONTROL - IRVING | MUNICIPAL CONSERVATION | 281 | 281 | 0 | 0 | 0 | 0
C | IRVING | C | DWU - MAIN STEM REUSE | NEW MAJOR RESERVOIR | 233 | 159 | 272 | 748 | 780 | 757
C | IRVING | C | IRVING TRA CENTRAL REUSE PROJECT | OTHER DIRECT REUSE | 28025 | 28025 | 28025 | 28025 | 28025 | 28025
C | IRVING | C | LAKE PALESTINE | OTHER SURFACE WATER | 0 | 506 | 857 | 682 | 612 | 540
C | IRVING | I | UNM-ROR-NECHES RUN OF RIVER | OTHER SURFACE WATER | 0 | 0 | 0 | 0 | 269 | 240
C | ITALY | C | CONSERVATION - ITALY | MUNICIPAL CONSERVATION | 1 | 3 | 5 | 8 | 12 | 20
C | ITALY | C | CONSERVATION, WATER LOSS CONTROL - ITALY | MUNICIPAL CONSERVATION | 2 | 2 | 0 | 0 | 0 | 0
C | ITALY | C | SULPHUR BASIN SUPPLY | NEW MAJOR RESERVOIR; OTHER SURFACE WATER | 0 | 0 | 0 | 60 | 130 | 792
C | ITALY | C | TRWD - ADDITIONAL CEDAR CREEK AND RICHLAND-CHAMBERS | INDIRECT REUSE; OTHER SURFACE WATER | 0 | 22 | 35 | 29 | 43 | 63
C | ITALY | C | TRWD - CEDAR CREEK WETLANDS | INDIRECT REUSE | 0 | 46 | 81 | 129 | 117 | 124
C | ITALY | C | TRWD - TEHUACANA | NEW MAJOR RESERVOIR | 0 | 0 | 38 | 70 | 38 | 59
C | ITALY | I | UNM-ROR-NECHES RUN OF RIVER | OTHER SURFACE WATER | 0 | 0 | 0 | 0 | 144 | 0
C | JACKSBORO | C | CONSERVATION - JACKSBORO | MUNICIPAL CONSERVATION | 2 | 5 | 7 | 10 | 12 | 15
C | JACKSBORO | C | CONSERVATION, WATER LOSS CONTROL - JACKSBORO | MUNICIPAL CONSERVATION | 3 | 3 | 0 | 0 | 0 | 0
C | JOSEPHINE | C | CONSERVATION - JOSEPHINE | MUNICIPAL CONSERVATION | 1 | 3 | 5 | 9 | 11 | 13
C | JOSEPHINE | C | CONSERVATION, WATER LOSS CONTROL - JOSEPHINE | MUNICIPAL CONSERVATION | 1 | 1 | 0 | 0 | 0 | 0
C | JOSEPHINE | C | NTMWD - ADDITIONAL LAKE LAVON | OTHER SURFACE WATER | 5 | 11 | 16 | 23 | 16 | 11
C | JOSEPHINE | C | NTMWD - LOWER BOIS D'ARC CREEK RESERVOIR | NEW MAJOR RESERVOIR | 4 | 63 | 94 | 142 | 103 | 76
C | JOSEPHINE | C | NTMWD - MAIN STEM PUMP STATION | INDIRECT REUSE | 11 | 20 | 20 | 16 | 1 | 0
C | JOSEPHINE | C | NTMWD - OKLAHOMA | OTHER SURFACE WATER | 0 | 0 | 0 | 0 | 0 | 33
C | JOSEPHINE | C | NTMWD - TEXOMA BLENDING | OTHER SURFACE WATER | 0 | 0 | 31 | 47 | 60 | 44
C | JOSEPHINE | C | NTMWD - TOLEDO BEND PHASE I | OTHER SURFACE WATER | 0 | 0 | 0 | 0 | 58 | 67
C | JOSEPHINE | C | REMOVAL OF CHAPMAN SILT BARRIER | OTHER SURFACE WATER | 1 | 1 | 2 | 4 | 3 | 3
C | JOSEPHINE | C | SULPHUR BASIN SUPPLY | NEW MAJOR RESERVOIR; OTHER SURFACE WATER | 0 | 0 | 0 | 0 | 20 | 59
C | JUSTIN | I | ANRA-COL - LAKE COLUMBIA | NEW MAJOR RESERVOIR | 0 | 0 | 0 | 0 | 0 | 32
C | JUSTIN | C | CONSERVATION - JUSTIN | MUNICIPAL CONSERVATION | 2 | 8 | 17 | 23 | 29 | 35
C | JUSTIN | C | CONSERVATION, WATER LOSS CONTROL - JUSTIN | MUNICIPAL CONSERVATION | 3 | 3 | 0 | 0 | 0 | 0
C | JUSTIN | C | DWU - MAIN STEM REUSE | NEW MAJOR RESERVOIR | 0 | 5 | 21 | 96 | 102 | 84
C | JUSTIN | C | JUSTIN NEW WELLS IN TRINITY AQUIFER | GROUNDWATER WELLS AND OTHER | 244 | 244 | 244 | 244 | 244 | 244
C | JUSTIN | C | LAKE PALESTINE | OTHER SURFACE WATER | 0 | 15 | 65 | 88 | 80 | 60
C | JUSTIN | C | REMOVAL OF CHAPMAN SILT BARRIER | OTHER SURFACE WATER | 0 | 3 | 7 | 9 | 7 | 6
C | JUSTIN | C | SULPHUR BASIN SUPPLY | NEW MAJOR RESERVOIR; OTHER SURFACE WATER | 0 | 0 | 0 | 0 | 35 | 242
C | JUSTIN | I | UNM-ROR-NECHES RUN OF RIVER | OTHER SURFACE WATER | 0 | 0 | 0 | 0 | 35 | 27
C | JUSTIN | C | UTRWD - CONTRACT RENEWAL WITH COMMERCE FOR LAKE CHAPMAN WATER | INDIRECT REUSE; OTHER SURFACE WATER | 0 | 0 | 33 | 40 | 34 | 59
C | JUSTIN | C | UTRWD - RALPH HALL RESERVOIR AND REUSE | INDIRECT REUSE; NEW MAJOR RESERVOIR | 0 | 137 | 383 | 461 | 493 | 347
C | KAUFMAN | C | CONSERVATION - KAUFMAN | MUNICIPAL CONSERVATION | 3 | 8 | 14 | 29 | 46 | 68
C | KAUFMAN | C | CONSERVATION, WATER LOSS CONTROL - KAUFMAN | MUNICIPAL CONSERVATION | 5 | 5 | 0 | 0 | 0 | 0
C | KAUFMAN | C | NTMWD - ADDITIONAL LAKE LAVON | OTHER SURFACE WATER | 17 | 30 | 40 | 67 | 60 | 52
C | KAUFMAN | C | NTMWD - LOWER BOIS D'ARC CREEK RESERVOIR | NEW MAJOR RESERVOIR | 13 | 174 | 236 | 424 | 396 | 357
C | KAUFMAN | C | NTMWD - MAIN STEM PUMP STATION | INDIRECT REUSE | 39 | 55 | 50 | 47 | 2 | 0
C | KAUFMAN | C | NTMWD - OKLAHOMA | OTHER SURFACE WATER | 0 | 0 | 0 | 0 | 0 | 157
C | KAUFMAN | C | NTMWD - TEXOMA BLENDING | OTHER SURFACE WATER | 0 | 0 | 78 | 141 | 231 | 210
C | KAUFMAN | C | NTMWD - TOLEDO BEND PHASE I | OTHER SURFACE WATER | 0 | 0 | 0 | 0 | 223 | 313
C | KAUFMAN | C | REMOVAL OF CHAPMAN SILT BARRIER | OTHER SURFACE WATER | 2 | 6 | 6 | 12 | 12 | 9
C | KAUFMAN | C | SULPHUR BASIN SUPPLY | NEW MAJOR RESERVOIR; OTHER SURFACE WATER | 0 | 0 | 0 | 0 | 75 | 274
C | KELLER | C | CONSERVATION - KELLER | MUNICIPAL CONSERVATION | 163 | 282 | 387 | 428 | 471 | 514
C | KELLER | C | CONSERVATION, WATER LOSS CONTROL - KELLER | MUNICIPAL CONSERVATION | 61 | 61 | 0 | 0 | 0 | 0
C | KELLER | C | FORT WORTH UNALLOCATED SUPPLY UTILIZATION | OTHER SURFACE WATER | 0 | 1345 | 1560 | 1225 | 908 | 616
C | KELLER | C | LAKE PALESTINE | OTHER SURFACE WATER | 0 | 0 | 0 | 0 | 1502 | 0
C | KELLER | C | SULPHUR BASIN SUPPLY | NEW MAJOR RESERVOIR; OTHER SURFACE WATER | 0 | 0 | 0 | 1513 | 672 | 3121
C | KELLER | C | TRWD - ADDITIONAL CEDAR CREEK AND RICHLAND-CHAMBERS | INDIRECT REUSE; OTHER SURFACE WATER | 0 | 270 | 492 | 379 | 443 | 498
C | KELLER | C | TRWD - CEDAR CREEK WETLANDS | INDIRECT REUSE | 0 | 555 | 1117 | 951 | 1219 | 981
C | KELLER | C | TRWD - TEHUACANA | NEW MAJOR RESERVOIR | 0 | 0 | 528 | 449 | 395 | 464
C | KEMP | C | CONSERVATION - KEMP | MUNICIPAL CONSERVATION | 4 | 9 | 14 | 18 | 31 | 48
C | KEMP | C | CONSERVATION, WATER LOSS CONTROL - KEMP | MUNICIPAL CONSERVATION | 7 | 22 | 24 | 29 | 45 | 63
C | KEMP | C | DWU - MAIN STEM REUSE | NEW MAJOR RESERVOIR | 0 | 0 | 0 | 0 | 82 | 0
C | KEMP | C | SULPHUR BASIN SUPPLY | NEW MAJOR RESERVOIR; OTHER SURFACE WATER | 0 | 0 | 0 | 13 | 37 | 287
C | KEMP | C | TRWD - ADDITIONAL CEDAR CREEK AND RICHLAND-CHAMBERS | INDIRECT REUSE; OTHER SURFACE WATER | 28 | 50 | 63 | 74 | 181 | 257
C | KEMP | C | TRWD - CEDAR CREEK WETLANDS | INDIRECT REUSE | 0 | 3 | 27 | 55 | 67 | 90
C | KEMP | C | TRWD - TEHUACANA | NEW MAJOR RESERVOIR | 0 | 0 | 13 | 30 | 22 | 43
C | KENNEDALE | C | ARLINGTON UNALLOCATED SUPPLY UTILIZATION | OTHER SURFACE WATER | 280 | 255 | 225 | 199 | 177 | 158
C | KENNEDALE | C | CONSERVATION - KENNEDALE | MUNICIPAL CONSERVATION | 5 | 27 | 46 | 63 | 72 | 78
C | KENNEDALE | C | CONSERVATION, WATER LOSS CONTROL - KENNEDALE | MUNICIPAL CONSERVATION | 7 | 7 | 0 | 0 | 0 | 0
C | KENNEDALE | C | FORT WORTH UNALLOCATED SUPPLY UTILIZATION | OTHER SURFACE WATER | 0 | 56 | 97 | 82 | 65 | 44
C | KENNEDALE | C | LAKE PALESTINE | OTHER SURFACE WATER | 0 | 0 | 0 | 0 | 130 | 0
C | KENNEDALE | C | SULPHUR BASIN SUPPLY | NEW MAJOR RESERVOIR; OTHER SURFACE WATER | 0 | 0 | 0 | 59 | 58 | 272
C | KENNEDALE | C | TRWD - ADDITIONAL CEDAR CREEK AND RICHLAND-CHAMBERS | INDIRECT REUSE; OTHER SURFACE WATER | 0 | 29 | 64 | 52 | 55 | 61
C | KENNEDALE | C | TRWD - CEDAR CREEK WETLANDS | INDIRECT REUSE | 0 | 27 | 86 | 116 | 106 | 86
C | KENNEDALE | C | TRWD - TEHUACANA | NEW MAJOR RESERVOIR | 0 | 0 | 41 | 61 | 35 | 40
C | KENTUCKY TOWN WSC | C | CONSERVATION - KENTUCKY TOWN WSC | MUNICIPAL CONSERVATION | 1 | 3 | 5 | 7 | 12 | 17
C | KENTUCKY TOWN WSC | C | CONSERVATION, WATER LOSS CONTROL - KENTUCKY TOWN WSC | MUNICIPAL CONSERVATION | 2 | 2 | 0 | 0 | 0 | 0
C | KENTUCKY TOWN WSC | C | GTUA - GRAYSON COUNTY WSP | OTHER SURFACE WATER | 0 | 0 | 95 | 93 | 88 | 83
C | KERENS | C | CONSERVATION - KERENS | MUNICIPAL CONSERVATION | 1 | 1 | 2 | 3 | 5 | 6
C | KERENS | C | CONSERVATION, WATER LOSS CONTROL - KERENS | MUNICIPAL CONSERVATION | 1 | 1 | 0 | 0 | 0 | 0
C | KERENS | C | CORSICANA - HALBERT/RICHLAND CHAMBERS NEW WTP | OTHER SURFACE WATER | 0 | 0 | 0 | 42 | 90 | 118
C | KERENS | C | CORSICANA UNALLOCATED SUPPLY UTILIZATION | OTHER SURFACE WATER | 0 | 75 | 90 | 71 | 50 | 54
C | KRUGERVILLE | I | ANRA-COL - LAKE COLUMBIA | NEW MAJOR RESERVOIR | 0 | 0 | 0 | 0 | 0 | 10
C | KRUGERVILLE | C | CONSERVATION - KRUGERVILLE | MUNICIPAL CONSERVATION | 1 | 2 | 4 | 6 | 7 | 9
C | KRUGERVILLE | C | CONSERVATION, WATER LOSS CONTROL - KRUGERVILLE | MUNICIPAL CONSERVATION | 1 | 1 | 0 | 0 | 0 | 0
C | KRUGERVILLE | C | DWU - MAIN STEM REUSE | NEW MAJOR RESERVOIR | 0 | 2 | 6 | 30 | 31 | 26
C | KRUGERVILLE | C | LAKE PALESTINE | OTHER SURFACE WATER | 0 | 6 | 18 | 27 | 24 | 18
C | KRUGERVILLE | C | REMOVAL OF CHAPMAN SILT BARRIER | OTHER SURFACE WATER | 0 | 1 | 2 | 3 | 2 | 2
C | KRUGERVILLE | C | SULPHUR BASIN SUPPLY | NEW MAJOR RESERVOIR; OTHER SURFACE WATER | 0 | 0 | 0 | 0 | 11 | 74
C | KRUGERVILLE | I | UNM-ROR-NECHES RUN OF RIVER | OTHER SURFACE WATER | 0 | 0 | 0 | 0 | 11 | 8
C | KRUGERVILLE | C | UTRWD - CONTRACT RENEWAL WITH COMMERCE FOR LAKE CHAPMAN WATER | INDIRECT REUSE; OTHER SURFACE WATER | 0 | 0 | 9 | 12 | 11 | 18
C | KRUGERVILLE | C | UTRWD - RALPH HALL RESERVOIR AND REUSE | INDIRECT REUSE; NEW MAJOR RESERVOIR | 0 | 57 | 106 | 145 | 149 | 105
C | KRUM | I | ANRA-COL - LAKE COLUMBIA | NEW MAJOR RESERVOIR | 0 | 0 | 0 | 0 | 0 | 58
C | KRUM | C | CONSERVATION - KRUM | MUNICIPAL CONSERVATION | 16 | 30 | 52 | 70 | 92 | 120
C | KRUM | C | CONSERVATION, WATER LOSS CONTROL - KRUM | MUNICIPAL CONSERVATION | 6 | 6 | 0 | 0 | 0 | 0
C | KRUM | C | DWU - MAIN STEM REUSE | NEW MAJOR RESERVOIR | 0 | 5 | 20 | 117 | 153 | 155
C | KRUM | C | KRUM NEW WELLS IN TRINITY AQUIFER | GROUNDWATER WELLS AND OTHER | 577 | 707 | 866 | 1025 | 1025 | 1025
C | KRUM | C | LAKE PALESTINE | OTHER SURFACE WATER | 0 | 17 | 62 | 107 | 120 | 110
C | KRUM | C | REMOVAL OF CHAPMAN SILT BARRIER | OTHER SURFACE WATER | 0 | 4 | 7 | 10 | 11 | 11
C | KRUM | C | SULPHUR BASIN SUPPLY | NEW MAJOR RESERVOIR; OTHER SURFACE WATER | 0 | 0 | 0 | 0 | 52 | 446
C | KRUM | I | UNM-ROR-NECHES RUN OF RIVER | OTHER SURFACE WATER | 0 | 0 | 0 | 0 | 53 | 49
C | KRUM | C | UTRWD - CONTRACT RENEWAL WITH COMMERCE FOR LAKE CHAPMAN WATER | INDIRECT REUSE; OTHER SURFACE WATER | 0 | 0 | 32 | 49 | 51 | 110
C | KRUM | C | UTRWD - RALPH HALL RESERVOIR AND REUSE | INDIRECT REUSE; NEW MAJOR RESERVOIR | 0 | 153 | 359 | 558 | 741 | 636
C | LADONIA | I | ANRA-COL - LAKE COLUMBIA | NEW MAJOR RESERVOIR | 0 | 0 | 0 | 0 | 0 | 3
C | LADONIA | C | CONSERVATION - LADONIA | MUNICIPAL CONSERVATION | 0 | 1 | 2 | 2 | 4 | 4
C | LADONIA | C | CONSERVATION, WATER LOSS CONTROL - LADONIA | MUNICIPAL CONSERVATION | 1 | 1 | 0 | 0 | 0 | 0
C | LADONIA | C | DWU - MAIN STEM REUSE | NEW MAJOR RESERVOIR | 0 | 0 | 1 | 6 | 9 | 8
C | LADONIA | C | LAKE PALESTINE | OTHER SURFACE WATER | 0 | 1 | 3 | 6 | 8 | 6
C | LADONIA | C | REMOVAL OF CHAPMAN SILT BARRIER | OTHER SURFACE WATER | 0 | 0 | 0 | 1 | 1 | 1
C | LADONIA | C | SULPHUR BASIN SUPPLY | NEW MAJOR RESERVOIR; OTHER SURFACE WATER | 0 | 0 | 0 | 0 | 3 | 23
C | LADONIA | I | UNM-ROR-NECHES RUN OF RIVER | OTHER SURFACE WATER | 0 | 0 | 0 | 0 | 3 | 3
C | LADONIA | C | UTRWD - CONTRACT RENEWAL WITH COMMERCE FOR LAKE CHAPMAN WATER | INDIRECT REUSE; OTHER SURFACE WATER | 0 | 0 | 1 | 3 | 3 | 6
C | LADONIA | C | UTRWD - RALPH HALL RESERVOIR AND REUSE | INDIRECT REUSE; NEW MAJOR RESERVOIR | 0 | 5 | 16 | 29 | 47 | 31
C | LADONIA | C | UTRWD UNALLOCATED SUPPLY UTILIZATION | INDIRECT REUSE; OTHER SURFACE WATER | 0 | 28 | 36 | 44 | 60 | 52
C | LAKE DALLAS | I | ANRA-COL - LAKE COLUMBIA | NEW MAJOR RESERVOIR | 0 | 0 | 0 | 0 | 0 | 27
C | LAKE DALLAS | C | CONSERVATION - LAKE DALLAS | MUNICIPAL CONSERVATION | 4 | 8 | 13 | 18 | 22 | 27
C | LAKE DALLAS | C | CONSERVATION, WATER LOSS CONTROL - LAKE DALLAS | MUNICIPAL CONSERVATION | 5 | 5 | 0 | 0 | 0 | 0
C | LAKE DALLAS | C | DWU - MAIN STEM REUSE | NEW MAJOR RESERVOIR | 0 | 6 | 18 | 82 | 86 | 71
C | LAKE DALLAS | C | LAKE PALESTINE | OTHER SURFACE WATER | 0 | 19 | 58 | 75 | 68 | 51
C | LAKE DALLAS | C | REMOVAL OF CHAPMAN SILT BARRIER | OTHER SURFACE WATER | 0 | 4 | 7 | 7 | 6 | 5
C | LAKE DALLAS | C | SULPHUR BASIN SUPPLY | NEW MAJOR RESERVOIR; OTHER SURFACE WATER | 0 | 0 | 0 | 0 | 29 | 205
C | LAKE DALLAS | I | UNM-ROR-NECHES RUN OF RIVER | OTHER SURFACE WATER | 0 | 0 | 0 | 0 | 30 | 23
C | LAKE DALLAS | C | UTRWD - CONTRACT RENEWAL WITH COMMERCE FOR LAKE CHAPMAN WATER | INDIRECT REUSE; OTHER SURFACE WATER | 0 | 0 | 29 | 34 | 28 | 50
C | LAKE DALLAS | C | UTRWD - RALPH HALL RESERVOIR AND REUSE | INDIRECT REUSE; NEW MAJOR RESERVOIR | 0 | 178 | 337 | 397 | 414 | 292
C | LAKE KIOWA SUD | C | CONSERVATION - LAKE KIOWA SUD | MUNICIPAL CONSERVATION | 3 | 5 | 8 | 11 | 14 | 17
C | LAKE KIOWA SUD | C | CONSERVATION, WATER LOSS CONTROL - LAKE KIOWA SUD | MUNICIPAL CONSERVATION | 4 | 4 | 0 | 0 | 0 | 0
C | LAKE KIOWA SUD | C | GAINESVILLE UNALLOCATED SUPPLY UTILIZATION | OTHER SURFACE WATER | 0 | 91 | 92 | 89 | 86 | 83
C | LAKE WORTH | C | CONSERVATION - LAKE WORTH | MUNICIPAL CONSERVATION | 15 | 27 | 41 | 52 | 68 | 100
C | LAKE WORTH | C | CONSERVATION, WATER LOSS CONTROL - LAKE WORTH | MUNICIPAL CONSERVATION | 6 | 6 | 0 | 0 | 0 | 0
C | LAKE WORTH | C | FORT WORTH UNALLOCATED SUPPLY UTILIZATION | OTHER SURFACE WATER | 0 | 94 | 123 | 117 | 105 | 103
C | LAKE WORTH | C | LAKE PALESTINE | OTHER SURFACE WATER | 0 | 0 | 0 | 0 | 170 | 0
C | LAKE WORTH | C | SULPHUR BASIN SUPPLY | NEW MAJOR RESERVOIR; OTHER SURFACE WATER | 0 | 0 | 0 | 35 | 76 | 515
C | LAKE WORTH | C | TRWD - ADDITIONAL CEDAR CREEK AND RICHLAND-CHAMBERS | INDIRECT REUSE; OTHER SURFACE WATER | 0 | 16 | 36 | 35 | 49 | 82
C | LAKE WORTH | C | TRWD - CEDAR CREEK WETLANDS | INDIRECT REUSE | 0 | 32 | 83 | 150 | 139 | 162
C | LAKE WORTH | C | TRWD - TEHUACANA | NEW MAJOR RESERVOIR | 0 | 0 | 39 | 83 | 45 | 77
C | LAKESIDE | C | CONSERVATION - LAKESIDE | MUNICIPAL CONSERVATION | 1 | 2 | 2 | 3 | 4 | 5
C | LAKESIDE | C | CONSERVATION, WATER LOSS CONTROL - LAKESIDE | MUNICIPAL CONSERVATION | 1 | 1 | 0 | 0 | 0 | 0
C | LAKEWOOD VILLAGE | I | ANRA-COL - LAKE COLUMBIA | NEW MAJOR RESERVOIR | 0 | 0 | 0 | 0 | 0 | 2
C | LAKEWOOD VILLAGE | C | CONSERVATION - LAKEWOOD VILLAGE | MUNICIPAL CONSERVATION | 0 | 1 | 1 | 2 | 3 | 4
C | LAKEWOOD VILLAGE | C | CONSERVATION, WATER LOSS CONTROL - LAKEWOOD VILLAGE | MUNICIPAL CONSERVATION | 0 | 0 | 0 | 0 | 0 | 0
C | LAKEWOOD VILLAGE | C | DWU - MAIN STEM REUSE | NEW MAJOR RESERVOIR | 0 | 0 | 0 | 0 | 4 | 5
C | LAKEWOOD VILLAGE | C | LAKE PALESTINE | OTHER SURFACE WATER | 0 | 0 | 0 | 0 | 3 | 4
C | LAKEWOOD VILLAGE | C | SULPHUR BASIN SUPPLY | NEW MAJOR RESERVOIR; OTHER SURFACE WATER | 0 | 0 | 0 | 0 | 1 | 15
C | LAKEWOOD VILLAGE | I | UNM-ROR-NECHES RUN OF RIVER | OTHER SURFACE WATER | 0 | 0 | 0 | 0 | 1 | 2
C | LAKEWOOD VILLAGE | C | UTRWD - CONTRACT RENEWAL WITH COMMERCE FOR LAKE CHAPMAN WATER | INDIRECT REUSE; OTHER SURFACE WATER | 0 | 0 | 0 | 0 | 1 | 3
C | LAKEWOOD VILLAGE | C | UTRWD - RALPH HALL RESERVOIR AND REUSE | INDIRECT REUSE; NEW MAJOR RESERVOIR | 0 | 0 | 0 | 0 | 16 | 21
C | LANCASTER | I | ANRA-COL - LAKE COLUMBIA | NEW MAJOR RESERVOIR | 0 | 0 | 0 | 0 | 0 | 762
C | LANCASTER | C | CONSERVATION - LANCASTER | MUNICIPAL CONSERVATION | 103 | 212 | 343 | 422 | 511 | 608
C | LANCASTER | C | CONSERVATION, IRRIGATION RESTRICTIONS – LANCASTER | MUNICIPAL CONSERVATION | 4 | 12 | 15 | 17 | 20 | 22
C | LANCASTER | C | CONSERVATION, WATER LOSS CONTROL - LANCASTER | MUNICIPAL CONSERVATION | 38 | 38 | 0 | 0 | 0 | 0
C | LANCASTER | C | DWU - MAIN STEM REUSE | NEW MAJOR RESERVOIR | 208 | 245 | 530 | 1650 | 1909 | 2027
C | LANCASTER | C | LAKE PALESTINE | OTHER SURFACE WATER | 0 | 779 | 1672 | 1506 | 1499 | 1444
C | LANCASTER | C | MIDLOTHIAN UNALLOCATED SUPPLY UTILIZATION | OTHER SURFACE WATER | 28 | 41 | 50 | 56 | 63 | 70
C | LANCASTER | I | UNM-ROR-NECHES RUN OF RIVER | OTHER SURFACE WATER | 0 | 0 | 0 | 0 | 660 | 642
C | LAVON | C | CONSERVATION - LAVON | MUNICIPAL CONSERVATION | 8 | 16 | 33 | 19 | 52 | 141
C | LAVON | C | CONSERVATION, WATER LOSS CONTROL - LAVON | MUNICIPAL CONSERVATION | 3 | 3 | 0 | 0 | 0 | 0
C | LAVON | C | NTMWD - ADDITIONAL LAKE LAVON | OTHER SURFACE WATER | 8 | 17 | 27 | 43 | 68 | 106
C | LAVON | C | NTMWD - LOWER BOIS D'ARC CREEK RESERVOIR | NEW MAJOR RESERVOIR | 6 | 97 | 165 | 274 | 445 | 734
C | LAVON | C | NTMWD - MAIN STEM PUMP STATION | INDIRECT REUSE | 19 | 31 | 35 | 30 | 3 | 0
C | LAVON | C | NTMWD - OKLAHOMA | OTHER SURFACE WATER | 0 | 0 | 0 | 0 | 0 | 323
C | LAVON | C | NTMWD - TEXOMA BLENDING | OTHER SURFACE WATER | 0 | 0 | 54 | 91 | 260 | 433
C | LAVON | C | NTMWD - TOLEDO BEND PHASE I | OTHER SURFACE WATER | 0 | 0 | 0 | 0 | 251 | 646
C | LAVON | C | REMOVAL OF CHAPMAN SILT BARRIER | OTHER SURFACE WATER | 1 | 3 | 5 | 8 | 11 | 20
C | LAVON | C | SULPHUR BASIN SUPPLY | NEW MAJOR RESERVOIR; OTHER SURFACE WATER | 0 | 0 | 0 | 0 | 85 | 565
C | LAVON SUD | C | CONSERVATION - LAVON SUD | MUNICIPAL CONSERVATION | 2 | 5 | 9 | 15 | 33 | 78
C | LAVON SUD | C | CONSERVATION, WATER LOSS CONTROL - LAVON SUD | MUNICIPAL CONSERVATION | 3 | 3 | 0 | 0 | 0 | 0
C | LAVON SUD | C | NTMWD - ADDITIONAL LAKE LAVON | OTHER SURFACE WATER | 10 | 19 | 24 | 37 | 44 | 59
C | LAVON SUD | C | NTMWD - LOWER BOIS D'ARC CREEK RESERVOIR | NEW MAJOR RESERVOIR | 7 | 104 | 144 | 227 | 286 | 407
C | LAVON SUD | C | NTMWD - MAIN STEM PUMP STATION | INDIRECT REUSE | 23 | 33 | 30 | 25 | 2 | 0
C | LAVON SUD | C | NTMWD - OKLAHOMA | OTHER SURFACE WATER | 0 | 0 | 0 | 0 | 0 | 179
C | LAVON SUD | C | NTMWD - TEXOMA BLENDING | OTHER SURFACE WATER | 0 | 0 | 47 | 76 | 167 | 240
C | LAVON SUD | C | NTMWD - TOLEDO BEND PHASE I | OTHER SURFACE WATER | 0 | 0 | 0 | 0 | 161 | 358
C | LAVON SUD | C | REMOVAL OF CHAPMAN SILT BARRIER | OTHER SURFACE WATER | 2 | 2 | 5 | 5 | 7 | 12
C | LAVON SUD | C | SULPHUR BASIN SUPPLY | NEW MAJOR RESERVOIR; OTHER SURFACE WATER | 0 | 0 | 0 | 0 | 55 | 313
C | LEONARD | C | CONSERVATION - LEONARD | MUNICIPAL CONSERVATION | 1 | 2 | 4 | 5 | 7 | 9
C | LEONARD | C | CONSERVATION, WATER LOSS CONTROL - LEONARD | MUNICIPAL CONSERVATION | 2 | 2 | 0 | 0 | 0 | 0
C | LEONARD | C | NTMWD - LOWER BOIS D'ARC CREEK RESERVOIR | NEW MAJOR RESERVOIR | 0 | 148 | 194 | 211 | 240 | 273
C | LEWISVILLE | I | ANRA-COL - LAKE COLUMBIA | NEW MAJOR RESERVOIR | 0 | 0 | 0 | 0 | 0 | 1669
C | LEWISVILLE | C | CONSERVATION - LEWISVILLE | MUNICIPAL CONSERVATION | 268 | 487 | 760 | 957 | 1172 | 1278
C | LEWISVILLE | C | CONSERVATION, IRRIGATION RESTRICTIONS – LEWISVILLE | MUNICIPAL CONSERVATION | 13 | 32 | 39 | 47 | 55 | 55
C | LEWISVILLE | C | CONSERVATION, WATER LOSS CONTROL - LEWISVILLE | MUNICIPAL CONSERVATION | 101 | 101 | 0 | 0 | 0 | 0
C | LEWISVILLE | C | DWU - MAIN STEM REUSE | NEW MAJOR RESERVOIR | 554 | 564 | 1184 | 4063 | 4941 | 4441
C | LEWISVILLE | C | DWU UNALLOCATED SUPPLY UTILIZATION | OTHER SURFACE WATER | 0 | 19 | 276 | 363 | 501 | 237
C | LEWISVILLE | C | LAKE PALESTINE | OTHER SURFACE WATER | 0 | 1797 | 3731 | 3708 | 3880 | 3165
C | LEWISVILLE | I | UNM-ROR-NECHES RUN OF RIVER | OTHER SURFACE WATER | 0 | 0 | 0 | 0 | 1707 | 1407
C | LINDSAY | C | CONSERVATION - LINDSAY | MUNICIPAL CONSERVATION | 0 | 1 | 2 | 2 | 5 | 12
C | LINDSAY | C | CONSERVATION, WATER LOSS CONTROL - LINDSAY | MUNICIPAL CONSERVATION | 1 | 1 | 0 | 0 | 0 | 0
C | LINDSAY | C | GAINESVILLE UNALLOCATED SUPPLY UTILIZATION | OTHER SURFACE WATER | 0 | 0 | 0 | 0 | 141 | 435
C | LITTLE ELM | C | CONSERVATION - LITTLE ELM | MUNICIPAL CONSERVATION | 14 | 31 | 46 | 61 | 76 | 91
C | LITTLE ELM | C | CONSERVATION, WATER LOSS CONTROL - LITTLE ELM | MUNICIPAL CONSERVATION | 21 | 21 | 0 | 0 | 0 | 0
C | LITTLE ELM | C | NTMWD - ADDITIONAL LAKE LAVON | OTHER SURFACE WATER | 68 | 119 | 125 | 144 | 100 | 70
C | LITTLE ELM | C | NTMWD - LOWER BOIS D'ARC CREEK RESERVOIR | NEW MAJOR RESERVOIR | 51 | 673 | 750 | 900 | 649 | 478
C | LITTLE ELM | C | NTMWD - MAIN STEM PUMP STATION | INDIRECT REUSE | 160 | 212 | 158 | 99 | 4 | 0
C | LITTLE ELM | C | NTMWD - OKLAHOMA | OTHER SURFACE WATER | 0 | 0 | 0 | 0 | 0 | 210
C | LITTLE ELM | C | NTMWD - TEXOMA BLENDING | OTHER SURFACE WATER | 0 | 0 | 247 | 300 | 379 | 281
C | LITTLE ELM | C | NTMWD - TOLEDO BEND PHASE I | OTHER SURFACE WATER | 0 | 0 | 0 | 0 | 366 | 420
C | LITTLE ELM | C | REMOVAL OF CHAPMAN SILT BARRIER | OTHER SURFACE WATER | 10 | 20 | 21 | 25 | 19 | 12
C | LITTLE ELM | C | SULPHUR BASIN SUPPLY | NEW MAJOR RESERVOIR; OTHER SURFACE WATER | 0 | 0 | 0 | 0 | 124 | 367
C | LOG CABIN | C | CONSERVATION - LOG CABIN | MUNICIPAL CONSERVATION | 0 | 1 | 1 | 1 | 2 | 2
C | LOG CABIN | C | CONSERVATION, WATER LOSS CONTROL - LOG CABIN | MUNICIPAL CONSERVATION | 0 | 0 | 0 | 0 | 0 | 0
C | LOWRY CROSSING | C | CONSERVATION - LOWRY CROSSING | MUNICIPAL CONSERVATION | 1 | 2 | 3 | 4 | 5 | 6
C | LOWRY CROSSING | C | CONSERVATION, WATER LOSS CONTROL - LOWRY CROSSING | MUNICIPAL CONSERVATION | 1 | 1 | 0 | 0 | 0 | 0
C | LOWRY CROSSING | C | NTMWD - ADDITIONAL LAKE LAVON | OTHER SURFACE WATER | 3 | 6 | 8 | 10 | 7 | 5
C | LOWRY CROSSING | C | NTMWD - LOWER BOIS D'ARC CREEK RESERVOIR | NEW MAJOR RESERVOIR | 3 | 38 | 50 | 60 | 44 | 33
C | LOWRY CROSSING | C | NTMWD - MAIN STEM PUMP STATION | INDIRECT REUSE | 9 | 12 | 11 | 7 | 0 | 0
C | LOWRY CROSSING | C | NTMWD - OKLAHOMA | OTHER SURFACE WATER | 0 | 0 | 0 | 0 | 0 | 14
C | LOWRY CROSSING | C | NTMWD - TEXOMA BLENDING | OTHER SURFACE WATER | 0 | 0 | 17 | 20 | 25 | 19
C | LOWRY CROSSING | C | NTMWD - TOLEDO BEND PHASE I | OTHER SURFACE WATER | 0 | 0 | 0 | 0 | 24 | 28
C | LOWRY CROSSING | C | REMOVAL OF CHAPMAN SILT BARRIER | OTHER SURFACE WATER | 1 | 1 | 1 | 1 | 2 | 0
C | LOWRY CROSSING | C | SULPHUR BASIN SUPPLY | NEW MAJOR RESERVOIR; OTHER SURFACE WATER | 0 | 0 | 0 | 0 | 8 | 24
C | LUCAS | C | CONSERVATION - LUCAS | MUNICIPAL CONSERVATION | 28 | 52 | 95 | 118 | 143 | 156
C | LUCAS | C | CONSERVATION, IRRIGATION RESTRICTIONS – LUCAS | MUNICIPAL CONSERVATION | 3 | 7 | 10 | 11 | 13 | 13
C | LUCAS | C | CONSERVATION, WATER LOSS CONTROL - LUCAS | MUNICIPAL CONSERVATION | 50 | 145 | 176 | 196 | 217 | 217
C | LUCAS | C | NTMWD - ADDITIONAL LAKE LAVON | OTHER SURFACE WATER | 20 | 41 | 62 | 83 | 66 | 47
C | LUCAS | C | NTMWD - LOWER BOIS D'ARC CREEK RESERVOIR | NEW MAJOR RESERVOIR | 16 | 236 | 374 | 524 | 432 | 327
C | LUCAS | C | NTMWD - MAIN STEM PUMP STATION | INDIRECT REUSE | 47 | 74 | 79 | 58 | 3 | 0
C | LUCAS | C | NTMWD - OKLAHOMA | OTHER SURFACE WATER | 0 | 0 | 0 | 0 | 0 | 144
C | LUCAS | C | NTMWD - TEXOMA BLENDING | OTHER SURFACE WATER | 0 | 0 | 123 | 175 | 253 | 193
C | LUCAS | C | NTMWD - TOLEDO BEND PHASE I | OTHER SURFACE WATER | 0 | 0 | 0 | 0 | 244 | 288
C | LUCAS | C | REMOVAL OF CHAPMAN SILT BARRIER | OTHER SURFACE WATER | 4 | 7 | 11 | 14 | 12 | 9
C | LUCAS | C | SULPHUR BASIN SUPPLY | NEW MAJOR RESERVOIR; OTHER SURFACE WATER | 0 | 0 | 0 | 0 | 83 | 252
C | LUELLA SUD | C | CONSERVATION - LUELLA SUD | MUNICIPAL CONSERVATION | 1 | 3 | 5 | 7 | 10 | 14
C | LUELLA SUD | C | CONSERVATION, WATER LOSS CONTROL - LUELLA SUD | MUNICIPAL CONSERVATION | 2 | 2 | 0 | 0 | 0 | 0
C | LUELLA SUD | C | GTUA - GRAYSON COUNTY WSP | OTHER SURFACE WATER | 0 | 0 | 195 | 193 | 290 | 286
C | M-E-N WSC | C | CONSERVATION - M-E-N WSC | MUNICIPAL CONSERVATION | 2 | 3 | 5 | 8 | 11 | 14
C | M-E-N WSC | C | CONSERVATION, WATER LOSS CONTROL - M-E-N WSC | MUNICIPAL CONSERVATION | 2 | 2 | 0 | 0 | 0 | 0
C | M-E-N WSC | C | CORSICANA - HALBERT/RICHLAND CHAMBERS NEW WTP | OTHER SURFACE WATER | 0 | 0 | 0 | 101 | 214 | 280
C | M-E-N WSC | C | CORSICANA UNALLOCATED SUPPLY UTILIZATION | OTHER SURFACE WATER | 0 | 174 | 214 | 167 | 120 | 128
C | MABANK | C | CONSERVATION - MABANK | MUNICIPAL CONSERVATION | 11 | 19 | 30 | 47 | 77 | 122
C | MABANK | C | CONSERVATION, WATER LOSS CONTROL - MABANK | MUNICIPAL CONSERVATION | 4 | 4 | 0 | 0 | 0 | 0
C | MABANK | C | LAKE PALESTINE | OTHER SURFACE WATER | 0 | 0 | 0 | 0 | 262 | 0
C | MABANK | C | SULPHUR BASIN SUPPLY | NEW MAJOR RESERVOIR; OTHER SURFACE WATER | 0 | 0 | 0 | 42 | 117 | 1014
C | MABANK | C | TRWD - ADDITIONAL CEDAR CREEK AND RICHLAND-CHAMBERS | INDIRECT REUSE; OTHER SURFACE WATER | 0 | 29 | 48 | 184 | 457 | 504
C | MABANK | C | TRWD - CEDAR CREEK WETLANDS | INDIRECT REUSE | 0 | 39 | 88 | 181 | 213 | 319
C | MABANK | C | TRWD - TEHUACANA | NEW MAJOR RESERVOIR | 0 | 0 | 41 | 101 | 69 | 151
C | MALAKOFF | C | CONSERVATION - MALAKOFF | MUNICIPAL CONSERVATION | 1 | 2 | 3 | 4 | 5 | 6
C | MALAKOFF | C | CONSERVATION, WATER LOSS CONTROL - MALAKOFF | MUNICIPAL CONSERVATION | 1 | 1 | 0 | 0 | 0 | 0
C | MALAKOFF | C | LAKE PALESTINE | OTHER SURFACE WATER | 0 | 0 | 0 | 0 | 4 | 0
C | MALAKOFF | C | SULPHUR BASIN SUPPLY | NEW MAJOR RESERVOIR; OTHER SURFACE WATER | 0 | 0 | 0 | 1 | 2 | 13
C | MALAKOFF | C | TRWD - ADDITIONAL CEDAR CREEK AND RICHLAND-CHAMBERS | INDIRECT REUSE; OTHER SURFACE WATER | 0 | 0 | 1 | 0 | 1 | 2
C | MALAKOFF | C | TRWD - CEDAR CREEK WETLANDS | INDIRECT REUSE | 0 | 0 | 1 | 2 | 3 | 4
C | MALAKOFF | C | TRWD - TEHUACANA | NEW MAJOR RESERVOIR | 0 | 0 | 0 | 2 | 1 | 3
C | MANSFIELD | C | CONSERVATION - MANSFIELD | MUNICIPAL CONSERVATION | 253 | 478 | 795 | 1161 | 1474 | 1838
C | MANSFIELD | C | CONSERVATION, WATER LOSS CONTROL - MANSFIELD | MUNICIPAL CONSERVATION | 95 | 95 | 0 | 0 | 0 | 0
C | MANSFIELD | C | DWU - MAIN STEM REUSE | NEW MAJOR RESERVOIR | 0 | 0 | 0 | 0 | 5007 | 0
C | MANSFIELD | C | MANSFIELD UNALLOCATED SUPPLY UTILIZATION | OTHER SURFACE WATER | 4881 | 5794 | 6464 | 8728 | 8805 | 8759
C | MANSFIELD | C | SULPHUR BASIN SUPPLY | NEW MAJOR RESERVOIR; OTHER SURFACE WATER | 0 | 0 | 0 | 1109 | 2243 | 11890
C | MANSFIELD | C | TRWD - ADDITIONAL CEDAR CREEK AND RICHLAND-CHAMBERS | INDIRECT REUSE; OTHER SURFACE WATER | 0 | 472 | 1066 | 1098 | 1482 | 1898
C | MANSFIELD | C | TRWD - CEDAR CREEK WETLANDS | INDIRECT REUSE | 0 | 974 | 2421 | 4745 | 4066 | 3739
C | MANSFIELD | C | TRWD - TEHUACANA | NEW MAJOR RESERVOIR | 0 | 0 | 1143 | 2624 | 1317 | 1766
C | MANUFACTURING, COLLIN | C | COLLIN COUNTY MANUFACTURING ADDITIONAL GROUNDWATER (NEW WELLS) | GROUNDWATER WELLS AND OTHER | 0 | 78 | 78 | 78 | 78 | 78
C | MANUFACTURING, COLLIN | C | CONSERVATION, MANUFACTURING - COLLIN COUNTY | OTHER CONSERVATION | 0 | 8 | 90 | 133 | 145 | 157
C | MANUFACTURING, COLLIN | C | NTMWD - ADDITIONAL LAKE LAVON | OTHER SURFACE WATER | 60 | 99 | 108 | 134 | 102 | 78
C | MANUFACTURING, COLLIN | C | NTMWD - LOWER BOIS D'ARC CREEK RESERVOIR | NEW MAJOR RESERVOIR | 45 | 564 | 645 | 839 | 668 | 539
C | MANUFACTURING, COLLIN | C | NTMWD - MAIN STEM PUMP STATION | INDIRECT REUSE | 143 | 178 | 136 | 92 | 4 | 0
C | MANUFACTURING, COLLIN | C | NTMWD - OKLAHOMA | OTHER SURFACE WATER | 0 | 0 | 0 | 0 | 0 | 237
C | MANUFACTURING, COLLIN | C | NTMWD - TEXOMA BLENDING | OTHER SURFACE WATER | 0 | 0 | 212 | 280 | 391 | 318
C | MANUFACTURING, COLLIN | C | NTMWD - TOLEDO BEND PHASE I | OTHER SURFACE WATER | 0 | 0 | 0 | 0 | 377 | 475
C | MANUFACTURING, COLLIN | C | REMOVAL OF CHAPMAN SILT BARRIER | OTHER SURFACE WATER | 10 | 17 | 18 | 24 | 19 | 16
C | MANUFACTURING, COLLIN | C | SULPHUR BASIN SUPPLY | NEW MAJOR RESERVOIR; OTHER SURFACE WATER | 0 | 0 | 0 | 0 | 128 | 415
C | MANUFACTURING, COOKE | C | CONSERVATION, MANUFACTURING - COOKE COUNTY | OTHER CONSERVATION | 0 | 0 | 5 | 8 | 8 | 9
C | MANUFACTURING, COOKE | C | GAINESVILLE UNALLOCATED SUPPLY UTILIZATION | OTHER SURFACE WATER | 0 | 0 | 0 | 0 | 0 | 169
C | MANUFACTURING, DALLAS | I | ANRA-COL - LAKE COLUMBIA | NEW MAJOR RESERVOIR | 0 | 0 | 0 | 0 | 0 | 1877
C | MANUFACTURING, DALLAS | C | ARLINGTON UNALLOCATED SUPPLY UTILIZATION | OTHER SURFACE WATER | 95 | 57 | 51 | 41 | 46 | 40
C | MANUFACTURING, DALLAS | C | CONSERVATION, MANUFACTURING - DALLAS COUNTY | OTHER CONSERVATION | 0 | 80 | 917 | 1316 | 1367 | 1379
C | MANUFACTURING, DALLAS | C | DWU - MAIN STEM REUSE | NEW MAJOR RESERVOIR | 1755 | 1283 | 2455 | 5932 | 6298 | 6244
C | MANUFACTURING, DALLAS | C | FORT WORTH UNALLOCATED SUPPLY UTILIZATION | OTHER SURFACE WATER | 0 | 16 | 13 | 9 | 6 | 4
C | MANUFACTURING, DALLAS | C | LAKE PALESTINE | OTHER SURFACE WATER | 0 | 3242 | 5315 | 4386 | 3986 | 3557
C | MANUFACTURING, DALLAS | C | MANSFIELD UNALLOCATED SUPPLY UTILIZATION | OTHER SURFACE WATER | 286 | 141 | 72 | 57 | 47 | 40
C | MANUFACTURING, DALLAS | C | NTMWD - ADDITIONAL LAKE LAVON | OTHER SURFACE WATER | 70 | 110 | 116 | 140 | 98 | 70
C | MANUFACTURING, DALLAS | C | NTMWD - LOWER BOIS D'ARC CREEK RESERVOIR | NEW MAJOR RESERVOIR | 52 | 627 | 695 | 876 | 645 | 482
C | MANUFACTURING, DALLAS | C | NTMWD - MAIN STEM PUMP STATION | INDIRECT REUSE | 164 | 198 | 147 | 97 | 4 | 0
C | MANUFACTURING, DALLAS | C | NTMWD - OKLAHOMA | OTHER SURFACE WATER | 0 | 0 | 0 | 0 | 0 | 212
C | MANUFACTURING, DALLAS | C | NTMWD - TEXOMA BLENDING | OTHER SURFACE WATER | 0 | 0 | 229 | 292 | 377 | 285
C | MANUFACTURING, DALLAS | C | NTMWD - TOLEDO BEND PHASE I | OTHER SURFACE WATER | 0 | 0 | 0 | 0 | 364 | 425
C | MANUFACTURING, DALLAS | C | REMOVAL OF CHAPMAN SILT BARRIER | OTHER SURFACE WATER | 11 | 19 | 20 | 24 | 19 | 14
C | MANUFACTURING, DALLAS | C | SULPHUR BASIN SUPPLY | NEW MAJOR RESERVOIR; OTHER SURFACE WATER | 0 | 0 | 0 | 0 | 123 | 371
C | MANUFACTURING, DALLAS | C | TRWD - ADDITIONAL CEDAR CREEK AND RICHLAND-CHAMBERS | INDIRECT REUSE; OTHER SURFACE WATER | 0 | 16 | 18 | 12 | 14 | 16
C | MANUFACTURING, DALLAS | C | TRWD - CEDAR CREEK WETLANDS | INDIRECT REUSE | 0 | 35 | 43 | 49 | 38 | 30
C | MANUFACTURING, DALLAS | C | TRWD - TEHUACANA | NEW MAJOR RESERVOIR | 0 | 0 | 21 | 26 | 12 | 14
C | MANUFACTURING, DALLAS | I | UNM-ROR-NECHES RUN OF RIVER | OTHER SURFACE WATER | 0 | 0 | 0 | 0 | 1755 | 1582
C | MANUFACTURING, DENTON | I | ANRA-COL - LAKE COLUMBIA | NEW MAJOR RESERVOIR | 0 | 0 | 0 | 0 | 0 | 81
C | MANUFACTURING, DENTON | C | CONSERVATION, MANUFACTURING - DENTON COUNTY | OTHER CONSERVATION | 0 | 3 | 38 | 57 | 62 | 68
C | MANUFACTURING, DENTON | C | DENTON COUNTY MANUFACTURING ADDITIONAL GROUNDWATER | GROUNDWATER WELLS AND OTHER | 184 | 184 | 184 | 184 | 184 | 184
C | MANUFACTURING, DENTON | C | DENTON UNALLOCATED SUPPLY UTILIZATION | INDIRECT REUSE; OTHER SURFACE WATER | 315 | 402 | 577 | 730 | 874 | 969
C | MANUFACTURING, DENTON | C | DWU - MAIN STEM REUSE | NEW MAJOR RESERVOIR | 7 | 9 | 27 | 120 | 185 | 215
C | MANUFACTURING, DENTON | C | LAKE PALESTINE | OTHER SURFACE WATER | 0 | 25 | 83 | 106 | 142 | 153
C | MANUFACTURING, DENTON | C | NTMWD - ADDITIONAL LAKE LAVON | OTHER SURFACE WATER | 1 | 2 | 3 | 3 | 2 | 2
C | MANUFACTURING, DENTON | C | NTMWD - LOWER BOIS D'ARC CREEK RESERVOIR | NEW MAJOR RESERVOIR | 1 | 13 | 14 | 19 | 15 | 12
C | MANUFACTURING, DENTON | C | NTMWD - MAIN STEM PUMP STATION | INDIRECT REUSE | 3 | 4 | 3 | 2 | 0 | 0
C | MANUFACTURING, DENTON | C | NTMWD - OKLAHOMA | OTHER SURFACE WATER | 0 | 0 | 0 | 0 | 0 | 5
C | MANUFACTURING, DENTON | C | NTMWD - TEXOMA BLENDING | OTHER SURFACE WATER | 0 | 0 | 5 | 6 | 9 | 7
C | MANUFACTURING, DENTON | C | NTMWD - TOLEDO BEND PHASE I | OTHER SURFACE WATER | 0 | 0 | 0 | 0 | 9 | 11
C | MANUFACTURING, DENTON | C | REMOVAL OF CHAPMAN SILT BARRIER | OTHER SURFACE WATER | 1 | 1 | 1 | 2 | 1 | 2
C | MANUFACTURING, DENTON | C | SULPHUR BASIN SUPPLY | NEW MAJOR RESERVOIR; OTHER SURFACE WATER | 0 | 0 | 0 | 1 | 9 | 54
C | MANUFACTURING, DENTON | C | TRWD - ADDITIONAL CEDAR CREEK AND RICHLAND-CHAMBERS | INDIRECT REUSE; OTHER SURFACE WATER | 0 | 0 | 1 | 1 | 1 | 0
C | MANUFACTURING, DENTON | C | TRWD - CEDAR CREEK WETLANDS | INDIRECT REUSE | 0 | 1 | 2 | 2 | 1 | 2
C | MANUFACTURING, DENTON | C | TRWD - TEHUACANA | NEW MAJOR RESERVOIR | 0 | 0 | 1 | 2 | 1 | 1
C | MANUFACTURING, DENTON | I | UNM-ROR-NECHES RUN OF RIVER | OTHER SURFACE WATER | 0 | 0 | 0 | 0 | 63 | 67
C | MANUFACTURING, DENTON | C | UTRWD - CONTRACT RENEWAL WITH COMMERCE FOR LAKE CHAPMAN WATER | INDIRECT REUSE; OTHER SURFACE WATER | 0 | 0 | 4 | 6 | 5 | 9
C | MANUFACTURING, DENTON | C | UTRWD - RALPH HALL RESERVOIR AND REUSE | INDIRECT REUSE; NEW MAJOR RESERVOIR | 0 | 32 | 50 | 65 | 75 | 58
C | MANUFACTURING, ELLIS | C | CONSERVATION, MANUFACTURING - ELLIS COUNTY | OTHER CONSERVATION | 0 | 6 | 63 | 88 | 90 | 90
C | MANUFACTURING, ELLIS | C | DREDGE LAKE WAXAHACHIE | OTHER SURFACE WATER | 0 | 0 | 0 | 0 | 171 | 563
C | MANUFACTURING, ELLIS | C | DWU - MAIN STEM REUSE | NEW MAJOR RESERVOIR | 0 | 0 | 0 | 0 | 25 | 0
C | MANUFACTURING, ELLIS | C | MIDLOTHIAN UNALLOCATED SUPPLY UTILIZATION | OTHER SURFACE WATER | 4 | 43 | 51 | 56 | 57 | 56
C | MANUFACTURING, ELLIS | C | SULPHUR BASIN SUPPLY | NEW MAJOR RESERVOIR; OTHER SURFACE WATER | 0 | 0 | 0 | 6 | 11 | 53
C | MANUFACTURING, ELLIS | C | TRWD - ADDITIONAL CEDAR CREEK AND RICHLAND-CHAMBERS | INDIRECT REUSE; OTHER SURFACE WATER | 0 | 5 | 144 | 5 | 7 | 9
C | MANUFACTURING, ELLIS | C | TRWD - CEDAR CREEK WETLANDS | INDIRECT REUSE | 0 | 10 | 89 | 144 | 164 | 17
C | MANUFACTURING, ELLIS | C | TRWD - TEHUACANA | NEW MAJOR RESERVOIR | 0 | 0 | 8 | 59 | 165 | 408
C | MANUFACTURING, ELLIS | C | WAXAHACHIE UNALLOCATED SUPPLY UTILIZATION | OTHER SURFACE WATER | 0 | 0 | 74 | 76 | 218 | 183
C | MANUFACTURING, FANNIN | C | NTMWD - LOWER BOIS D'ARC CREEK RESERVOIR | NEW MAJOR RESERVOIR | 0 | 1 | 24 | 48 | 64 | 80
C | MANUFACTURING, GRAYSON | C | CONSERVATION, MANUFACTURING - GRAYSON COUNTY | OTHER CONSERVATION | 0 | 11 | 122 | 175 | 187 | 203
C | MANUFACTURING, GRAYSON | C | GTUA - GRAYSON COUNTY WSP | OTHER SURFACE WATER | 60 | 271 | 609 | 1118 | 2007 | 3107
C | MANUFACTURING, GRAYSON | C | NTMWD - ADDITIONAL LAKE LAVON | OTHER SURFACE WATER | 1 | 2 | 2 | 2 | 2 | 1
C | MANUFACTURING, GRAYSON | C | NTMWD - LOWER BOIS D'ARC CREEK RESERVOIR | NEW MAJOR RESERVOIR | 1 | 8 | 9 | 11 | 9 | 7
C | MANUFACTURING, GRAYSON | C | NTMWD - MAIN STEM PUMP STATION | INDIRECT REUSE | 2 | 3 | 2 | 1 | 0 | 0
C | MANUFACTURING, GRAYSON | C | NTMWD - OKLAHOMA | OTHER SURFACE WATER | 0 | 0 | 0 | 0 | 0 | 3
C | MANUFACTURING, GRAYSON | C | NTMWD - TEXOMA BLENDING | OTHER SURFACE WATER | 0 | 0 | 3 | 4 | 5 | 4
C | MANUFACTURING, GRAYSON | C | NTMWD - TOLEDO BEND PHASE I | OTHER SURFACE WATER | 0 | 0 | 0 | 0 | 5 | 6
C | MANUFACTURING, GRAYSON | C | REMOVAL OF CHAPMAN SILT BARRIER | OTHER SURFACE WATER | 0 | 0 | 0 | 0 | 0 | 1
C | MANUFACTURING, GRAYSON | C | SULPHUR BASIN SUPPLY | NEW MAJOR RESERVOIR; OTHER SURFACE WATER | 0 | 0 | 0 | 2 | 2 | 5
C | MANUFACTURING, HENDERSON | C | UNALLOCATED SUPPLY - LAKE ATHENS | OTHER SURFACE WATER | 4 | 21 | 35 | 54 | 59 | 27
C | MANUFACTURING, KAUFMAN | C | CONSERVATION, MANUFACTURING - KAUFMAN COUNTY | OTHER CONSERVATION | 0 | 2 | 20 | 28 | 30 | 32
C | MANUFACTURING, KAUFMAN | C | NTMWD - ADDITIONAL LAKE LAVON | OTHER SURFACE WATER | 15 | 24 | 24 | 30 | 22 | 17
C | MANUFACTURING, KAUFMAN | C | NTMWD - LOWER BOIS D'ARC CREEK RESERVOIR | NEW MAJOR RESERVOIR | 11 | 132 | 146 | 186 | 146 | 116
C | MANUFACTURING, KAUFMAN | C | NTMWD - MAIN STEM PUMP STATION | INDIRECT REUSE | 35 | 42 | 31 | 21 | 1 | 0
C | MANUFACTURING, KAUFMAN | C | NTMWD - OKLAHOMA | OTHER SURFACE WATER | 0 | 0 | 0 | 0 | 0 | 51
C | MANUFACTURING, KAUFMAN | C | NTMWD - TEXOMA BLENDING | OTHER SURFACE WATER | 0 | 0 | 48 | 62 | 86 | 69
C | MANUFACTURING, KAUFMAN | C | NTMWD - TOLEDO BEND PHASE I | OTHER SURFACE WATER | 0 | 0 | 0 | 0 | 82 | 102
C | MANUFACTURING, KAUFMAN | C | NTMWD UNALLOCATED SUPPLY UTILIZATION | INDIRECT REUSE; OTHER SURFACE WATER | 0 | 0 | 24 | 52 | 73 | 89
C | MANUFACTURING, KAUFMAN | C | REMOVAL OF CHAPMAN SILT BARRIER | OTHER SURFACE WATER | 3 | 3 | 4 | 5 | 4 | 3
C | MANUFACTURING, KAUFMAN | C | SULPHUR BASIN SUPPLY | NEW MAJOR RESERVOIR; OTHER SURFACE WATER | 0 | 0 | 0 | 0 | 28 | 90
C | MANUFACTURING, NAVARRO | C | CORSICANA - HALBERT/RICHLAND CHAMBERS NEW WTP | OTHER SURFACE WATER | 0 | 0 | 0 | 264 | 558 | 725
C | MANUFACTURING, NAVARRO | C | CORSICANA UNALLOCATED SUPPLY UTILIZATION | OTHER SURFACE WATER | 0 | 438 | 552 | 437 | 314 | 332
C | MANUFACTURING, NAVARRO | C | DWU - MAIN STEM REUSE | NEW MAJOR RESERVOIR | 0 | 0 | 0 | 0 | 1 | 0
C | MANUFACTURING, NAVARRO | C | SULPHUR BASIN SUPPLY | NEW MAJOR RESERVOIR | 0 | 0 | 0 | 0 | 0 | 1
C | MANUFACTURING, NAVARRO | C | TRWD - ADDITIONAL CEDAR CREEK AND RICHLAND-CHAMBERS | OTHER SURFACE WATER | 0 | 0 | 0 | 0 | 1 | 1
C | MANUFACTURING, NAVARRO | C | TRWD - CEDAR CREEK WETLANDS | INDIRECT REUSE | 0 | 0 | 1 | 0 | 0 | 0
C | MANUFACTURING, PARKER | C | CONSERVATION, MANUFACTURING - PARKER COUNTY | OTHER CONSERVATION | 0 | 1 | 17 | 25 | 28 | 31
C | MANUFACTURING, PARKER | C | DWU - MAIN STEM REUSE | NEW MAJOR RESERVOIR | 0 | 0 | 0 | 0 | 129 | 0
C | MANUFACTURING, PARKER | C | SULPHUR BASIN SUPPLY | NEW MAJOR RESERVOIR; OTHER SURFACE WATER | 0 | 0 | 0 | 29 | 60 | 304
C | MANUFACTURING, PARKER | C | TRWD - ADDITIONAL CEDAR CREEK AND RICHLAND-CHAMBERS | INDIRECT REUSE; OTHER SURFACE WATER | 0 | 22 | 34 | 29 | 39 | 49
C | MANUFACTURING, PARKER | C | TRWD - CEDAR CREEK WETLANDS | INDIRECT REUSE | 0 | 43 | 76 | 123 | 106 | 95
C | MANUFACTURING, PARKER | C | TRWD - TEHUACANA | NEW MAJOR RESERVOIR | 0 | 0 | 36 | 68 | 35 | 45
C | MANUFACTURING, ROCKWALL | C | CONSERVATION, MANUFACTURING - ROCKWALL COUNTY | OTHER CONSERVATION | 0 | 0 | 1 | 1 | 2 | 2
C | MANUFACTURING, ROCKWALL | C | NTMWD - ADDITIONAL LAKE LAVON | OTHER SURFACE WATER | 0 | 1 | 1 | 2 | 1 | 1
C | MANUFACTURING, ROCKWALL | C | NTMWD - LOWER BOIS D'ARC CREEK RESERVOIR | NEW MAJOR RESERVOIR | 1 | 6 | 7 | 10 | 8 | 6
C | MANUFACTURING, ROCKWALL | C | NTMWD - MAIN STEM PUMP STATION | INDIRECT REUSE | 2 | 2 | 1 | 1 | 0 | 0
C | MANUFACTURING, ROCKWALL | C | NTMWD - OKLAHOMA | OTHER SURFACE WATER | 0 | 0 | 0 | 0 | 0 | 3
C | MANUFACTURING, ROCKWALL | C | NTMWD - TEXOMA BLENDING | OTHER SURFACE WATER | 0 | 0 | 2 | 3 | 4 | 4
C | MANUFACTURING, ROCKWALL | C | NTMWD - TOLEDO BEND PHASE I | OTHER SURFACE WATER | 0 | 0 | 0 | 0 | 4 | 5
C | MANUFACTURING, ROCKWALL | C | REMOVAL OF CHAPMAN SILT BARRIER | OTHER SURFACE WATER | 0 | 1 | 1 | 0 | 1 | 0
C | MANUFACTURING, ROCKWALL | C | SULPHUR BASIN SUPPLY | NEW MAJOR RESERVOIR; OTHER SURFACE WATER | 0 | 0 | 0 | 0 | 2 | 10
C | MANUFACTURING, TARRANT | I | ANRA-COL - LAKE COLUMBIA | NEW MAJOR RESERVOIR | 0 | 0 | 0 | 0 | 0 | 34
C | MANUFACTURING, TARRANT | C | ARLINGTON UNALLOCATED SUPPLY UTILIZATION | OTHER SURFACE WATER | 24 | 22 | 24 | 22 | 26 | 25
C | MANUFACTURING, TARRANT | C | CONSERVATION, MANUFACTURING - TARRANT COUNTY | OTHER CONSERVATION | 0 | 47 | 556 | 834 | 919 | 999
C | MANUFACTURING, TARRANT | C | DWU - MAIN STEM REUSE | NEW MAJOR RESERVOIR | 16 | 17 | 32 | 88 | 1352 | 92
C | MANUFACTURING, TARRANT | C | FORT WORTH UNALLOCATED SUPPLY UTILIZATION | OTHER SURFACE WATER | 0 | 1934 | 2567 | 2247 | 1808 | 1333
C | MANUFACTURING, TARRANT | C | LAKE PALESTINE | OTHER SURFACE WATER | 0 | 54 | 99 | 79 | 657 | 362
C | MANUFACTURING, TARRANT | C | MANSFIELD UNALLOCATED SUPPLY UTILIZATION | OTHER SURFACE WATER | 73 | 55 | 34 | 30 | 27 | 24
C | MANUFACTURING, TARRANT | C | SULPHUR BASIN SUPPLY | NEW MAJOR RESERVOIR; OTHER SURFACE WATER | 0 | 0 | 0 | 1124 | 1578 | 7997
C | MANUFACTURING, TARRANT | C | TRWD - ADDITIONAL CEDAR CREEK AND RICHLAND-CHAMBERS | INDIRECT REUSE; OTHER SURFACE WATER | 0 | 623 | 983 | 818 | 1044 | 1285
C | MANUFACTURING, TARRANT | C | TRWD - CEDAR CREEK WETLANDS | INDIRECT REUSE | 0 | 1279 | 2222 | 3321 | 2859 | 2523
C | MANUFACTURING, TARRANT | C | TRWD - TEHUACANA | NEW MAJOR RESERVOIR | 0 | 0 | 1054 | 1816 | 2748 | 1197
C | MANUFACTURING, TARRANT | I | UNM-ROR-NECHES RUN OF RIVER | OTHER SURFACE WATER | 0 | 0 | 0 | 0 | 31 | 29
C | MANUFACTURING, WISE | C | CONSERVATION, MANUFACTURING - WISE COUNTY | OTHER CONSERVATION | 0 | 0 | 1 | 1 | 1 | 1
C | MANUFACTURING, WISE | C | DWU - MAIN STEM REUSE | NEW MAJOR RESERVOIR | 0 | 0 | 0 | 0 | 436 | 0
C | MANUFACTURING, WISE | C | SULPHUR BASIN SUPPLY | NEW MAJOR RESERVOIR; OTHER SURFACE WATER | 0 | 0 | 0 | 204 | 390 | 1982
C | MANUFACTURING, WISE | C | TRWD - ADDITIONAL CEDAR CREEK AND RICHLAND-CHAMBERS | INDIRECT REUSE; OTHER SURFACE WATER | 0 | 73 | 125 | 101 | 128 | 158
C | MANUFACTURING, WISE | C | TRWD - CEDAR CREEK WETLANDS | INDIRECT REUSE | 0 | 150 | 283 | 437 | 354 | 312
C | MANUFACTURING, WISE | C | TRWD - TEHUACANA | NEW MAJOR RESERVOIR | 0 | 0 | 134 | 242 | 115 | 147
C | MANUFACTURING, WISE | C | WISE COUNTY MANUFACTURING NEW WELLS | GROUNDWATER WELLS AND OTHER | 250 | 250 | 250 | 250 | 250 | 250
C | MANUFACTURING, WISE | C | WISE COUNTY WSD UNALLOCATED SUPPLY UTILIZATION | OTHER SURFACE WATER | 128 | 143 | 147 | 169 | 175 | 176
C | MARILEE SUD | C | CONSERVATION - MARILEE SUD | MUNICIPAL CONSERVATION | 3 | 6 | 9 | 12 | 15 | 18
C | MARILEE SUD | C | CONSERVATION, WATER LOSS CONTROL - MARILEE SUD | MUNICIPAL CONSERVATION | 5 | 5 | 0 | 0 | 0 | 0
C | MARILEE SUD | C | GTUA - GRAYSON COUNTY WSP | OTHER SURFACE WATER | 0 | 6 | 32 | 57 | 94 | 134
C | MAYPEARL | C | CONSERVATION - MAYPEARL | MUNICIPAL CONSERVATION | 0 | 1 | 1 | 2 | 2 | 3
C | MAYPEARL | C | CONSERVATION, WATER LOSS CONTROL - MAYPEARL | MUNICIPAL CONSERVATION | 1 | 1 | 0 | 0 | 0 | 0
C | MAYPEARL | C | SULPHUR BASIN SUPPLY | NEW MAJOR RESERVOIR; OTHER SURFACE WATER | 0 | 0 | 0 | 16 | 22 | 86
C | MAYPEARL | C | TRWD - ADDITIONAL CEDAR CREEK AND RICHLAND-CHAMBERS | INDIRECT REUSE; OTHER SURFACE WATER | 116 | 44 | 33 | 16 | 14 | 14
C | MAYPEARL | C | TRWD - CEDAR CREEK WETLANDS | INDIRECT REUSE | 0 | 90 | 75 | 71 | 41 | 27
C | MAYPEARL | C | TRWD - TEHUACANA | NEW MAJOR RESERVOIR | 0 | 0 | 36 | 38 | 13 | 13
C | MAYPEARL | I | UNM-ROR-NECHES RUN OF RIVER | OTHER SURFACE WATER | 0 | 0 | 0 | 0 | 50 | 0
C | MCKINNEY | C | CONSERVATION - MCKINNEY | MUNICIPAL CONSERVATION | 472 | 899 | 1786 | 2575 | 2829 | 3085
C | MCKINNEY | C | CONSERVATION, WATER LOSS CONTROL - MCKINNEY | MUNICIPAL CONSERVATION | 284 | 572 | 578 | 752 | 751 | 751
C | MCKINNEY | C | NTMWD - ADDITIONAL LAKE LAVON | OTHER SURFACE WATER | 456 | 939 | 1443 | 2193 | 1531 | 1080
C | MCKINNEY | C | NTMWD - LOWER BOIS D'ARC CREEK RESERVOIR | NEW MAJOR RESERVOIR | 341 | 5315 | 8644 | 13708 | 10021 | 7430
C | MCKINNEY | C | NTMWD - MAIN STEM PUMP STATION | INDIRECT REUSE | 1079 | 1676 | 1822 | 1511 | 58 | 0
C | MCKINNEY | C | NTMWD - OKLAHOMA | OTHER SURFACE WATER | 0 | 0 | 0 | 0 | 0 | 3269
C | MCKINNEY | C | NTMWD - TEXOMA BLENDING | OTHER SURFACE WATER | 0 | 0 | 2846 | 4569 | 5861 | 4381
C | MCKINNEY | C | NTMWD - TOLEDO BEND PHASE I | OTHER SURFACE WATER | 0 | 0 | 0 | 0 | 5648 | 6538
C | MCKINNEY | C | REMOVAL OF CHAPMAN SILT BARRIER | OTHER SURFACE WATER | 73 | 156 | 245 | 387 | 279 | 205
C | MCKINNEY | C | SULPHUR BASIN SUPPLY | NEW MAJOR RESERVOIR; OTHER SURFACE WATER | 0 | 0 | 0 | 0 | 1913 | 5715
C | MCLENDON-CHISHOLM | C | CONSERVATION - MCLENDON-CHISOLM | MUNICIPAL CONSERVATION | 4 | 9 | 15 | 20 | 26 | 32
C | MCLENDON-CHISHOLM | C | CONSERVATION, WATER LOSS CONTROL - MCLENDON-CHISHOLM | MUNICIPAL CONSERVATION | 2 | 2 | 0 | 0 | 0 | 0
C | MCLENDON-CHISHOLM | C | NTMWD - ADDITIONAL LAKE LAVON | OTHER SURFACE WATER | 5 | 10 | 13 | 17 | 14 | 11
C | MCLENDON-CHISHOLM | C | NTMWD - LOWER BOIS D'ARC CREEK RESERVOIR | NEW MAJOR RESERVOIR | 78 | 132 | 162 | 206 | 199 | 193
C | MCLENDON-CHISHOLM | C | NTMWD - MAIN STEM PUMP STATION | INDIRECT REUSE | 11 | 18 | 16 | 12 | 1 | 0
C | MCLENDON-CHISHOLM | C | NTMWD - OKLAHOMA | OTHER SURFACE WATER | 0 | 0 | 0 | 0 | 0 | 35
C | MCLENDON-CHISHOLM | C | NTMWD - TEXOMA BLENDING | OTHER SURFACE WATER | 0 | 0 | 25 | 36 | 54 | 47
C | MCLENDON-CHISHOLM | C | NTMWD - TOLEDO BEND PHASE I | OTHER SURFACE WATER | 0 | 0 | 0 | 0 | 52 | 70
C | MCLENDON-CHISHOLM | C | NTMWD UNALLOCATED SUPPLY UTILIZATION | INDIRECT REUSE; OTHER SURFACE WATER | 1 | 1 | 9 | 25 | 39 | 53
C | MCLENDON-CHISHOLM | C | REMOVAL OF CHAPMAN SILT BARRIER | OTHER SURFACE WATER | 0 | 1 | 1 | 3 | 3 | 3
C | MCLENDON-CHISHOLM | C | SULPHUR BASIN SUPPLY | NEW MAJOR RESERVOIR; OTHER SURFACE WATER | 0 | 0 | 0 | 0 | 18 | 62
C | MELISSA | C | CONSERVATION - MELISSA | MUNICIPAL CONSERVATION | 39 | 73 | 122 | 299 | 532 | 852
C | MELISSA | C | CONSERVATION, WATER LOSS CONTROL - MELISSA | MUNICIPAL CONSERVATION | 8 | 8 | 0 | 0 | 0 | 0
C | MELISSA | C | NTMWD - ADDITIONAL LAKE LAVON | OTHER SURFACE WATER | 14 | 43 | 63 | 177 | 210 | 223
C | MELISSA | C | NTMWD - LOWER BOIS D'ARC CREEK RESERVOIR | NEW MAJOR RESERVOIR | 10 | 244 | 381 | 1106 | 1369 | 1535
C | MELISSA | C | NTMWD - MAIN STEM PUMP STATION | INDIRECT REUSE | 32 | 77 | 81 | 123 | 8 | 0
C | MELISSA | C | NTMWD - OKLAHOMA | OTHER SURFACE WATER | 0 | 0 | 0 | 0 | 0 | 676
C | MELISSA | C | NTMWD - TEXOMA BLENDING | OTHER SURFACE WATER | 0 | 0 | 126 | 369 | 801 | 906
C | MELISSA | C | NTMWD - TOLEDO BEND PHASE I | OTHER SURFACE WATER | 0 | 0 | 0 | 0 | 772 | 1351
C | MELISSA | C | REMOVAL OF CHAPMAN SILT BARRIER | OTHER SURFACE WATER | 2 | 7 | 12 | 31 | 38 | 42
C | MELISSA | C | SULPHUR BASIN SUPPLY | NEW MAJOR RESERVOIR; OTHER SURFACE WATER | 0 | 0 | 0 | 0 | 262 | 1181
C | MESQUITE | C | CONSERVATION - MESQUITE | MUNICIPAL CONSERVATION | 74 | 159 | 264 | 379 | 511 | 659
C | MESQUITE | C | CONSERVATION, WATER LOSS CONTROL - MESQUITE | MUNICIPAL CONSERVATION | 112 | 112 | 0 | 0 | 0 | 0
C | MESQUITE | C | NTMWD - ADDITIONAL LAKE LAVON | OTHER SURFACE WATER | 367 | 616 | 719 | 895 | 667 | 501
C | MESQUITE | C | NTMWD - LOWER BOIS D'ARC CREEK RESERVOIR | NEW MAJOR RESERVOIR | 275 | 3489 | 4310 | 5594 | 4365 | 3442
C | MESQUITE | C | NTMWD - MAIN STEM PUMP STATION | INDIRECT REUSE | 869 | 1099 | 908 | 616 | 25 | 0
C | MESQUITE | C | NTMWD - OKLAHOMA | OTHER SURFACE WATER | 0 | 0 | 0 | 0 | 0 | 1515
C | MESQUITE | C | NTMWD - TEXOMA BLENDING | OTHER SURFACE WATER | 0 | 0 | 1419 | 1865 | 2552 | 2030
C | MESQUITE | C | NTMWD - TOLEDO BEND PHASE I | OTHER SURFACE WATER | 0 | 0 | 0 | 0 | 2460 | 3030
C | MESQUITE | C | REMOVAL OF CHAPMAN SILT BARRIER | OTHER SURFACE WATER | 60 | 103 | 123 | 158 | 123 | 95
C | MESQUITE | C | SULPHUR BASIN SUPPLY | NEW MAJOR RESERVOIR; OTHER SURFACE WATER | 0 | 0 | 0 | 0 | 833 | 2648
C | MIDLOTHIAN | C | CONSERVATION - MIDLOTHIAN | MUNICIPAL CONSERVATION | 56 | 117 | 212 | 287 | 365 | 440
C | MIDLOTHIAN | C | CONSERVATION – WASTE PROHIBITION, MIDLOTHIAN | MUNICIPAL CONSERVATION | 15 | 41 | 57 | 71 | 84 | 93
C | MIDLOTHIAN | C | CONSERVATION, IRRIGATION RESTRICTIONS – MIDLOTHIAN | MUNICIPAL CONSERVATION | 4 | 12 | 17 | 21 | 24 | 27
C | MIDLOTHIAN | C | CONSERVATION, WATER LOSS CONTROL - MIDLOTHIAN | MUNICIPAL CONSERVATION | 21 | 21 | 0 | 0 | 0 | 0
C | MIDLOTHIAN | C | DWU - MAIN STEM REUSE | NEW MAJOR RESERVOIR | 0 | 0 | 0 | 0 | 914 | 0
C | MIDLOTHIAN | C | MIDLOTHIAN UNALLOCATED SUPPLY UTILIZATION | OTHER SURFACE WATER | 0 | 523 | 1273 | 1804 | 2163 | 2276
C | MIDLOTHIAN | C | SULPHUR BASIN SUPPLY | NEW MAJOR RESERVOIR; OTHER SURFACE WATER | 0 | 0 | 0 | 189 | 410 | 2182
C | MIDLOTHIAN | C | TRWD - ADDITIONAL CEDAR CREEK AND RICHLAND-CHAMBERS | INDIRECT REUSE; OTHER SURFACE WATER | 0 | 54 | 188 | 189 | 272 | 347
C | MIDLOTHIAN | C | TRWD - CEDAR CREEK WETLANDS | INDIRECT REUSE | 0 | 114 | 406 | 809 | 744 | 686
C | MIDLOTHIAN | C | TRWD - TEHUACANA | NEW MAJOR RESERVOIR | 0 | 0 | 192 | 448 | 243 | 325
C | MILFORD | C | CONSERVATION - MILFORD | MUNICIPAL CONSERVATION | 0 | 0 | 1 | 1 | 1 | 2
C | MILFORD | C | CONSERVATION, WATER LOSS CONTROL - MILFORD | MUNICIPAL CONSERVATION | 0 | 0 | 0 | 0 | 0 | 0
C | MINING, COOKE | C | COOKE COUNTY MINING DIRECT REUSE | OTHER DIRECT REUSE | 99 | 67 | 71 | 74 | 77 | 80
C | MINING, COOKE | C | GAINESVILLE UNALLOCATED SUPPLY UTILIZATION | OTHER SURFACE WATER | 684 | 83 | 7 | 72 | 134 | 206
C | MINING, DALLAS | I | ANRA-COL - LAKE COLUMBIA | NEW MAJOR RESERVOIR | 0 | 0 | 0 | 0 | 0 | 11
C | MINING, DALLAS | C | DWU - MAIN STEM REUSE | NEW MAJOR RESERVOIR | 49 | 21 | 16 | 28 | 31 | 29
C | MINING, DALLAS | C | LAKE PALESTINE | OTHER SURFACE WATER | 0 | 69 | 53 | 26 | 24 | 21
C | MINING, DALLAS | I | UNM-ROR-NECHES RUN OF RIVER | OTHER SURFACE WATER | 0 | 0 | 0 | 0 | 11 | 9
C | MINING, DENTON | I | ANRA-COL - LAKE COLUMBIA | NEW MAJOR RESERVOIR | 0 | 0 | 0 | 0 | 0 | 99
C | MINING, DENTON | C | DWU - MAIN STEM REUSE | NEW MAJOR RESERVOIR | 0 | 5 | 22 | 168 | 239 | 263
C | MINING, DENTON | C | LAKE PALESTINE | OTHER SURFACE WATER | 0 | 16 | 70 | 153 | 187 | 188
C | MINING, DENTON | C | REMOVAL OF CHAPMAN SILT BARRIER | OTHER SURFACE WATER | 0 | 3 | 8 | 15 | 16 | 19
C | MINING, DENTON | C | SULPHUR BASIN SUPPLY | NEW MAJOR RESERVOIR; OTHER SURFACE WATER | 0 | 0 | 0 | 0 | 81 | 759
C | MINING, DENTON | I | UNM-ROR-NECHES RUN OF RIVER | OTHER SURFACE WATER | 0 | 0 | 0 | 0 | 83 | 84
C | MINING, DENTON | C | UTRWD - CONTRACT RENEWAL WITH COMMERCE FOR LAKE CHAPMAN WATER | INDIRECT REUSE; OTHER SURFACE WATER | 0 | 0 | 35 | 70 | 79 | 187
C | MINING, DENTON | C | UTRWD - RALPH HALL RESERVOIR AND REUSE | INDIRECT REUSE; NEW MAJOR RESERVOIR | 0 | 146 | 406 | 802 | 1156 | 1088
C | MINING, FANNIN | C | NTMWD - ADDITIONAL LAKE LAVON | OTHER SURFACE WATER | 13 | 6 | 5 | 5 | 3 | 2
C | MINING, FANNIN | C | NTMWD - LOWER BOIS D'ARC CREEK RESERVOIR | NEW MAJOR RESERVOIR | 10 | 37 | 32 | 34 | 23 | 15
C | MINING, FANNIN | C | NTMWD - MAIN STEM PUMP STATION | INDIRECT REUSE | 31 | 12 | 7 | 4 | 0 | 0
C | MINING, FANNIN | C | NTMWD - OKLAHOMA | OTHER SURFACE WATER | 0 | 0 | 0 | 0 | 0 | 6
C | MINING, FANNIN | C | NTMWD - TEXOMA BLENDING | OTHER SURFACE WATER | 0 | 0 | 11 | 11 | 13 | 9
C | MINING, FANNIN | C | NTMWD - TOLEDO BEND PHASE I | OTHER SURFACE WATER | 0 | 0 | 0 | 0 | 12 | 13
C | MINING, FANNIN | C | REMOVAL OF CHAPMAN SILT BARRIER | OTHER SURFACE WATER | 2 | 1 | 1 | 2 | 1 | 0
C | MINING, FANNIN | C | SULPHUR BASIN SUPPLY | NEW MAJOR RESERVOIR; OTHER SURFACE WATER | 0 | 0 | 0 | 0 | 4 | 11
C | MINING, GRAYSON | C | GRAYSON COUNTY MINING NEW WELL IN TRINITY AQUIFER | GROUNDWATER WELLS AND OTHER | 0 | 0 | 0 | 41 | 41 | 41
C | MINING, HENDERSON | C | DWU - MAIN STEM REUSE | NEW MAJOR RESERVOIR | 0 | 0 | 0 | 0 | 24 | 0
C | MINING, HENDERSON | C | SULPHUR BASIN SUPPLY | NEW MAJOR RESERVOIR; OTHER SURFACE WATER | 0 | 0 | 0 | 6 | 11 | 48
C | MINING, HENDERSON | C | TRWD - ADDITIONAL CEDAR CREEK AND RICHLAND-CHAMBERS | INDIRECT REUSE; OTHER SURFACE WATER | 0 | 5 | 8 | 7 | 7 | 8
C | MINING, HENDERSON | C | TRWD - CEDAR CREEK WETLANDS | INDIRECT REUSE | 0 | 11 | 19 | 26 | 19 | 16
C | MINING, HENDERSON | C | TRWD - TEHUACANA | NEW MAJOR RESERVOIR | 0 | 0 | 9 | 14 | 6 | 7
C | MINING, JACK | C | JACK COUNTY MINING INDIRECT REUSE (JACKSBORO) | INDIRECT REUSE | 330 | 342 | 348 | 351 | 356 | 359
C | MINING, JACK | C | SULPHUR BASIN SUPPLY | NEW MAJOR RESERVOIR; OTHER SURFACE WATER | 0 | 0 | 0 | 19 | 34 | 182
C | MINING, JACK | C | TRWD - ADDITIONAL CEDAR CREEK AND RICHLAND-CHAMBERS | INDIRECT REUSE; OTHER SURFACE WATER | 401 | 17 | 24 | 19 | 22 | 29
C | MINING, JACK | C | TRWD - CEDAR CREEK WETLANDS | INDIRECT REUSE | 0 | 562 | 477 | 474 | 436 | 441
C | MINING, JACK | C | TRWD - TEHUACANA | NEW MAJOR RESERVOIR | 0 | 0 | 25 | 44 | 20 | 27
C | MINING, JACK | I | UNM-ROR-NECHES RUN OF RIVER | OTHER SURFACE WATER | 0 | 0 | 0 | 0 | 76 | 0
C | MINING, KAUFMAN | C | KAUFMAN COUNTY MINING - NEW WELLS IN TRINITY AQUIFER | GROUNDWATER WELLS AND OTHER | 0 | 0 | 344 | 344 | 344 | 344
C | MINING, KAUFMAN | C | NTMWD - ADDITIONAL LAKE LAVON | OTHER SURFACE WATER | 0 | 0 | 0 | 0 | 0 | 6
C | MINING, KAUFMAN | C | NTMWD - LOWER BOIS D'ARC CREEK RESERVOIR | NEW MAJOR RESERVOIR | 0 | 0 | 0 | 0 | 1 | 44
C | MINING, KAUFMAN | C | NTMWD - OKLAHOMA | OTHER SURFACE WATER | 0 | 0 | 0 | 0 | 0 | 20
C | MINING, KAUFMAN | C | NTMWD - TEXOMA BLENDING | OTHER SURFACE WATER | 0 | 0 | 0 | 0 | 0 | 26
C | MINING, KAUFMAN | C | NTMWD - TOLEDO BEND PHASE I | OTHER SURFACE WATER | 0 | 0 | 0 | 0 | 1 | 39
C | MINING, KAUFMAN | C | REMOVAL OF CHAPMAN SILT BARRIER | OTHER SURFACE WATER | 0 | 0 | 0 | 0 | 1 | 2
C | MINING, KAUFMAN | C | SULPHUR BASIN SUPPLY | NEW MAJOR RESERVOIR; OTHER SURFACE WATER | 0 | 0 | 0 | 0 | 0 | 35
C | MINING, TARRANT | C | DWU - MAIN STEM REUSE | NEW MAJOR RESERVOIR | 0 | 0 | 0 | 0 | 91 | 0
C | MINING, TARRANT | C | SULPHUR BASIN SUPPLY | NEW MAJOR RESERVOIR; OTHER SURFACE WATER | 0 | 0 | 0 | 25 | 41 | 178
C | MINING, TARRANT | C | TRWD - ADDITIONAL CEDAR CREEK AND RICHLAND-CHAMBERS | INDIRECT REUSE; OTHER SURFACE WATER | 0 | 108 | 35 | 24 | 27 | 28
C | MINING, TARRANT | C | TRWD - CEDAR CREEK WETLANDS | INDIRECT REUSE | 0 | 223 | 81 | 107 | 73 | 56
C | MINING, TARRANT | C | TRWD - TEHUACANA | NEW MAJOR RESERVOIR | 0 | 0 | 38 | 58 | 24 | 26
C | MINING, WISE | C | SULPHUR BASIN SUPPLY | NEW MAJOR RESERVOIR; OTHER SURFACE WATER | 0 | 0 | 0 | 151 | 273 | 1487
C | MINING, WISE | C | TRWD - ADDITIONAL CEDAR CREEK AND RICHLAND-CHAMBERS | INDIRECT REUSE; OTHER SURFACE WATER | 200 | 148 | 185 | 149 | 181 | 236
C | MINING, WISE | C | TRWD - CEDAR CREEK WETLANDS | INDIRECT REUSE | 0 | 304 | 421 | 645 | 494 | 468
C | MINING, WISE | C | TRWD - TEHUACANA | NEW MAJOR RESERVOIR | 0 | 0 | 199 | 356 | 160 | 221
C | MINING, WISE | I | UNM-ROR-NECHES RUN OF RIVER | OTHER SURFACE WATER | 0 | 0 | 0 | 0 | 610 | 0
C | MINING, WISE | C | WISE COUNTY MINING REUSE | OTHER DIRECT REUSE | 0 | 0 | 87 | 1234 | 2401 | 4022
C | MOUNT ZION WSC | C | CONSERVATION - MOUNT ZION WSC | MUNICIPAL CONSERVATION | 5 | 10 | 18 | 23 | 30 | 38
C | MOUNT ZION WSC | C | CONSERVATION, WATER LOSS CONTROL - MOUNT ZION WSC | MUNICIPAL CONSERVATION | 2 | 2 | 0 | 0 | 0 | 0
C | MOUNT ZION WSC | C | NTMWD - ADDITIONAL LAKE LAVON | OTHER SURFACE WATER | 6 | 11 | 14 | 21 | 16 | 13
C | MOUNT ZION WSC | C | NTMWD - LOWER BOIS D'ARC CREEK RESERVOIR | NEW MAJOR RESERVOIR | 4 | 67 | 89 | 129 | 111 | 96
C | MOUNT ZION WSC | C | NTMWD - MAIN STEM PUMP STATION | INDIRECT REUSE | 13 | 21 | 19 | 14 | 1 | 0
C | MOUNT ZION WSC | C | NTMWD - OKLAHOMA | OTHER SURFACE WATER | 0 | 0 | 0 | 0 | 0 | 42
C | MOUNT ZION WSC | C | NTMWD - TEXOMA BLENDING | OTHER SURFACE WATER | 0 | 0 | 29 | 43 | 65 | 56
C | MOUNT ZION WSC | C | NTMWD - TOLEDO BEND PHASE I | OTHER SURFACE WATER | 0 | 0 | 0 | 0 | 62 | 83
C | MOUNT ZION WSC | C | REMOVAL OF CHAPMAN SILT BARRIER | OTHER SURFACE WATER | 1 | 2 | 4 | 3 | 3 | 3
C | MOUNT ZION WSC | C | SULPHUR BASIN SUPPLY | NEW MAJOR RESERVOIR; OTHER SURFACE WATER | 0 | 0 | 0 | 0 | 21 | 72
C | MOUNTAIN PEAK SUD | C | CONSERVATION - MOUNTAIN PEAK SUD | MUNICIPAL CONSERVATION | 6 | 14 | 26 | 75 | 126 | 192
C | MOUNTAIN PEAK SUD | C | CONSERVATION, WATER LOSS CONTROL - MOUNTAIN PEAK SUD | MUNICIPAL CONSERVATION | 8 | 8 | 0 | 116 | 425 | 516
C | MOUNTAIN PEAK SUD | C | MIDLOTHIAN UNALLOCATED SUPPLY UTILIZATION | OTHER SURFACE WATER | 154 | 325 | 516 | 717 | 970 | 1033
C | MOUNTAIN PEAK SUD | C | MOUNTAIN PEAK SUD ADDITIONAL WELLS (WOODBINE) | GROUNDWATER WELLS AND OTHER | 7 | 7 | 7 | 7 | 7 | 7
C | MOUNTAIN PEAK SUD | C | SULPHUR BASIN SUPPLY | NEW MAJOR RESERVOIR; OTHER SURFACE WATER | 0 | 0 | 0 | 44 | 70 | 622
C | MOUNTAIN PEAK SUD | C | TRWD - ADDITIONAL CEDAR CREEK AND RICHLAND-CHAMBERS | INDIRECT REUSE; OTHER SURFACE WATER | 0 | 18 | 55 | 44 | 47 | 83
C | MOUNTAIN PEAK SUD | C | TRWD - CEDAR CREEK WETLANDS | INDIRECT REUSE | 0 | 37 | 127 | 191 | 127 | 162
C | MOUNTAIN PEAK SUD | C | TRWD - TEHUACANA | NEW MAJOR RESERVOIR | 0 | 0 | 60 | 105 | 41 | 77
C | MOUNTAIN PEAK SUD | I | UNM-ROR-NECHES RUN OF RIVER | OTHER SURFACE WATER | 0 | 0 | 0 | 0 | 156 | 0
C | MOUNTAIN SPRING WSC | C | CONSERVATION - MOUNTAIN SPRING WSC | MUNICIPAL CONSERVATION | 2 | 3 | 5 | 7 | 14 | 26
C | MOUNTAIN SPRING WSC | C | CONSERVATION, WATER LOSS CONTROL - MOUNTAIN SPRING WSC | MUNICIPAL CONSERVATION | 2 | 2 | 0 | 0 | 0 | 0
C | MOUNTAIN SPRING WSC | C | GAINESVILLE UNALLOCATED SUPPLY UTILIZATION | OTHER SURFACE WATER | 0 | 0 | 0 | 0 | 282 | 750
C | MUENSTER | C | CONSERVATION - MUENSTER | MUNICIPAL CONSERVATION | 1 | 2 | 6 | 7 | 9 | 10
C | MUENSTER | C | CONSERVATION, WATER LOSS CONTROL - MUENSTER | MUNICIPAL CONSERVATION | 1 | 1 | 0 | 0 | 0 | 0
C | MUENSTER | C | DEVELOP LAKE MUENSTER SUPPLY | OTHER SURFACE WATER | 280 | 280 | 280 | 280 | 280 | 280
C | MURPHY | C | CONSERVATION - MURPHY | MUNICIPAL CONSERVATION | 71 | 114 | 157 | 175 | 191 | 208
C | MURPHY | C | CONSERVATION – WASTE PROHIBITION, MURPHY | MUNICIPAL CONSERVATION | 27 | 53 | 53 | 53 | 53 | 53
C | MURPHY | C | CONSERVATION, WATER LOSS CONTROL - MURPHY | MUNICIPAL CONSERVATION | 26 | 26 | 0 | 0 | 0 | 0
C | MURPHY | C | NTMWD - ADDITIONAL LAKE LAVON | OTHER SURFACE WATER | 68 | 120 | 128 | 149 | 104 | 73
C | MURPHY | C | NTMWD - LOWER BOIS D'ARC CREEK RESERVOIR | NEW MAJOR RESERVOIR | 51 | 680 | 766 | 932 | 681 | 505
C | MURPHY | C | NTMWD - MAIN STEM PUMP STATION | INDIRECT REUSE | 161 | 214 | 161 | 103 | 4 | 0
C | MURPHY | C | NTMWD - OKLAHOMA | OTHER SURFACE WATER | 0 | 0 | 0 | 0 | 0 | 222
C | MURPHY | C | NTMWD - TEXOMA BLENDING | OTHER SURFACE WATER | 0 | 0 | 252 | 311 | 398 | 297
C | MURPHY | C | NTMWD - TOLEDO BEND PHASE I | OTHER SURFACE WATER | 0 | 0 | 0 | 0 | 384 | 444
C | MURPHY | C | REMOVAL OF CHAPMAN SILT BARRIER | OTHER SURFACE WATER | 11 | 21 | 22 | 26 | 19 | 15
C | MURPHY | C | SULPHUR BASIN SUPPLY | NEW MAJOR RESERVOIR; OTHER SURFACE WATER | 0 | 0 | 0 | 0 | 130 | 388
C | MUSTANG SUD | I | ANRA-COL - LAKE COLUMBIA | NEW MAJOR RESERVOIR | 0 | 0 | 0 | 0 | 0 | 253
C | MUSTANG SUD | C | CONSERVATION - MUSTANG SUD | MUNICIPAL CONSERVATION | 6 | 24 | 52 | 91 | 142 | 204
C | MUSTANG SUD | C | CONSERVATION, WATER LOSS CONTROL - MUSTANG SUD | MUNICIPAL CONSERVATION | 9 | 9 | 0 | 0 | 0 | 0
C | MUSTANG SUD | C | DWU - MAIN STEM REUSE | NEW MAJOR RESERVOIR | 0 | 15 | 66 | 420 | 558 | 674
C | MUSTANG SUD | C | LAKE PALESTINE | OTHER SURFACE WATER | 0 | 48 | 207 | 383 | 438 | 480
C | MUSTANG SUD | C | REMOVAL OF CHAPMAN SILT BARRIER | OTHER SURFACE WATER | 0 | 10 | 23 | 37 | 38 | 48
C | MUSTANG SUD | C | SULPHUR BASIN SUPPLY | NEW MAJOR RESERVOIR; OTHER SURFACE WATER | 0 | 0 | 0 | 0 | 190 | 1941
C | MUSTANG SUD | I | UNM-ROR-NECHES RUN OF RIVER | OTHER SURFACE WATER | 0 | 0 | 0 | 0 | 193 | 214
C | MUSTANG SUD | C | UTRWD - CONTRACT RENEWAL WITH COMMERCE FOR LAKE CHAPMAN WATER | INDIRECT REUSE; OTHER SURFACE WATER | 0 | 0 | 104 | 174 | 184 | 478
C | MUSTANG SUD | C | UTRWD - RALPH HALL RESERVOIR AND REUSE | INDIRECT REUSE; NEW MAJOR RESERVOIR | 0 | 444 | 1209 | 2006 | 2693 | 2778
C | NAVARRO MILLS WSC | C | CONSERVATION - NAVARRO MILLS WSC | MUNICIPAL CONSERVATION | 1 | 2 | 4 | 6 | 8 | 10
C | NAVARRO MILLS WSC | C | CONSERVATION, WATER LOSS CONTROL - NAVARRO MILLS WSC | MUNICIPAL CONSERVATION | 2 | 2 | 0 | 0 | 0 | 0
C | NAVARRO MILLS WSC | C | CORSICANA - HALBERT/RICHLAND CHAMBERS NEW WTP | OTHER SURFACE WATER | 0 | 0 | 0 | 72 | 153 | 202
C | NAVARRO MILLS WSC | C | CORSICANA UNALLOCATED SUPPLY UTILIZATION | OTHER SURFACE WATER | 0 | 127 | 155 | 121 | 87 | 92
C | NAVARRO MILLS WSC | C | NAVARRO MILLS WSC NEW WELLS (WOODBINE) | GROUNDWATER WELLS AND OTHER | 0 | 0 | 0 | 79 | 79 | 79
C | NEVADA | C | CONSERVATION - NEVADA | MUNICIPAL CONSERVATION | 0 | 1 | 1 | 7 | 22 | 47
C | NEVADA | C | CONSERVATION, WATER LOSS CONTROL - NEVADA | MUNICIPAL CONSERVATION | 0 | 0 | 0 | 0 | 0 | 0
C | NEVADA | C | NTMWD - ADDITIONAL LAKE LAVON | OTHER SURFACE WATER | 2 | 3 | 3 | 16 | 29 | 36
C | NEVADA | C | NTMWD - LOWER BOIS D'ARC CREEK RESERVOIR | NEW MAJOR RESERVOIR | 2 | 17 | 22 | 104 | 187 | 247
C | NEVADA | C | NTMWD - MAIN STEM PUMP STATION | INDIRECT REUSE | 4 | 5 | 5 | 11 | 1 | 0
C | NEVADA | C | NTMWD - OKLAHOMA | OTHER SURFACE WATER | 0 | 0 | 0 | 0 | 0 | 109
C | NEVADA | C | NTMWD - TEXOMA BLENDING | OTHER SURFACE WATER | 0 | 0 | 7 | 35 | 109 | 145
C | NEVADA | C | NTMWD - TOLEDO BEND PHASE I | OTHER SURFACE WATER | 0 | 0 | 0 | 0 | 106 | 218
C | NEVADA | C | REMOVAL OF CHAPMAN SILT BARRIER | OTHER SURFACE WATER | 0 | 0 | 1 | 3 | 6 | 8
C | NEVADA | C | SULPHUR BASIN SUPPLY | NEW MAJOR RESERVOIR; OTHER SURFACE WATER | 0 | 0 | 0 | 0 | 36 | 190
C | NEW FAIRVIEW | C | CONSERVATION - NEW FAIRVIEW | MUNICIPAL CONSERVATION | 1 | 1 | 2 | 4 | 6 | 8
C | NEW FAIRVIEW | C | CONSERVATION, WATER LOSS CONTROL - NEW FAIRVIEW | MUNICIPAL CONSERVATION | 1 | 1 | 0 | 0 | 0 | 0
C | NEW FAIRVIEW | C | DWU - MAIN STEM REUSE | NEW MAJOR RESERVOIR | 0 | 0 | 0 | 0 | 25 | 0
C | NEW FAIRVIEW | C | SULPHUR BASIN SUPPLY | NEW MAJOR RESERVOIR; OTHER SURFACE WATER | 0 | 0 | 0 | 4 | 11 | 75
C | NEW FAIRVIEW | C | TRWD - ADDITIONAL CEDAR CREEK AND RICHLAND-CHAMBERS | INDIRECT REUSE; OTHER SURFACE WATER | 0 | 33 | 62 | 91 | 103 | 111
C | NEW FAIRVIEW | C | TRWD - CEDAR CREEK WETLANDS | INDIRECT REUSE | 0 | 1 | 6 | 16 | 20 | 24
C | NEW FAIRVIEW | C | TRWD - TEHUACANA | NEW MAJOR RESERVOIR | 0 | 0 | 3 | 9 | 6 | 11
C | NEW HOPE | C | CONSERVATION - NEW HOPE | MUNICIPAL CONSERVATION | 0 | 1 | 2 | 3 | 4 | 6
C | NEW HOPE | C | CONSERVATION, WATER LOSS CONTROL - NEW HOPE | MUNICIPAL CONSERVATION | 1 | 1 | 0 | 0 | 0 | 0
C | NEW HOPE | C | NTMWD - ADDITIONAL LAKE LAVON | OTHER SURFACE WATER | 2 | 3 | 5 | 6 | 5 | 5
C | NEW HOPE | C | NTMWD - LOWER BOIS D'ARC CREEK RESERVOIR | NEW MAJOR RESERVOIR | 1 | 21 | 28 | 41 | 36 | 31
C | NEW HOPE | C | NTMWD - MAIN STEM PUMP STATION | INDIRECT REUSE | 5 | 7 | 6 | 5 | 0 | 0
C | NEW HOPE | C | NTMWD - OKLAHOMA | OTHER SURFACE WATER | 0 | 0 | 0 | 0 | 0 | 14
C | NEW HOPE | C | NTMWD - TEXOMA BLENDING | OTHER SURFACE WATER | 0 | 0 | 9 | 14 | 21 | 18
C | NEW HOPE | C | NTMWD - TOLEDO BEND PHASE I | OTHER SURFACE WATER | 0 | 0 | 0 | 0 | 20 | 27
C | NEW HOPE | C | REMOVAL OF CHAPMAN SILT BARRIER | OTHER SURFACE WATER | 0 | 0 | 1 | 1 | 1 | 1
C | NEW HOPE | C | SULPHUR BASIN SUPPLY | NEW MAJOR RESERVOIR; OTHER SURFACE WATER | 0 | 0 | 0 | 0 | 7 | 24
C | NEWARK | C | CONSERVATION - NEWARK | MUNICIPAL CONSERVATION | 1 | 2 | 3 | 6 | 11 | 17
C | NEWARK | C | CONSERVATION, WATER LOSS CONTROL - NEWARK | MUNICIPAL CONSERVATION | 1 | 1 | 0 | 0 | 0 | 0
C | NEWARK | C | DWU - MAIN STEM REUSE | NEW MAJOR RESERVOIR | 0 | 0 | 0 | 0 | 67 | 0
C | NEWARK | C | SULPHUR BASIN SUPPLY | NEW MAJOR RESERVOIR; OTHER SURFACE WATER | 0 | 0 | 0 | 8 | 29 | 222
C | NEWARK | C | TRWD - ADDITIONAL CEDAR CREEK AND RICHLAND-CHAMBERS | INDIRECT REUSE; OTHER SURFACE WATER | 0 | 50 | 127 | 198 | 271 | 321
C | NEWARK | C | TRWD - CEDAR CREEK WETLANDS | INDIRECT REUSE | 0 | 1 | 14 | 35 | 53 | 70
C | NEWARK | C | TRWD - TEHUACANA | NEW MAJOR RESERVOIR | 0 | 0 | 6 | 20 | 17 | 33
C | NORTH COLLIN WSC | C | CONSERVATION - NORTH COLLIN WSC | MUNICIPAL CONSERVATION | 3 | 6 | 10 | 15 | 21 | 29
C | NORTH COLLIN WSC | C | CONSERVATION, WATER LOSS CONTROL - NORTH COLLIN WSC | MUNICIPAL CONSERVATION | 4 | 4 | 0 | 0 | 0 | 0
C | NORTH COLLIN WSC | C | NTMWD - ADDITIONAL LAKE LAVON | OTHER SURFACE WATER | 13 | 22 | 27 | 35 | 28 | 23
C | NORTH COLLIN WSC | C | NTMWD - LOWER BOIS D'ARC CREEK RESERVOIR | NEW MAJOR RESERVOIR | 10 | 127 | 161 | 220 | 182 | 153
C | NORTH COLLIN WSC | C | NTMWD - MAIN STEM PUMP STATION | INDIRECT REUSE | 31 | 40 | 34 | 24 | 1 | 0
C | NORTH COLLIN WSC | C | NTMWD - OKLAHOMA | OTHER SURFACE WATER | 0 | 0 | 0 | 0 | 0 | 67
C | NORTH COLLIN WSC | C | NTMWD - TEXOMA BLENDING | OTHER SURFACE WATER | 0 | 0 | 53 | 73 | 107 | 90
C | NORTH COLLIN WSC | C | NTMWD - TOLEDO BEND PHASE I | OTHER SURFACE WATER | 0 | 0 | 0 | 0 | 103 | 135
C | NORTH COLLIN WSC | C | REMOVAL OF CHAPMAN SILT BARRIER | OTHER SURFACE WATER | 2 | 5 | 5 | 6 | 5 | 4
C | NORTH COLLIN WSC | C | SULPHUR BASIN SUPPLY | NEW MAJOR RESERVOIR; OTHER SURFACE WATER | 0 | 0 | 0 | 0 | 35 | 118
C | NORTH RICHLAND HILLS | C | CONSERVATION - NORTH RICHLAND HILLS | MUNICIPAL CONSERVATION | 169 | 290 | 395 | 435 | 478 | 522
C | NORTH RICHLAND HILLS | C | CONSERVATION, WATER LOSS CONTROL - NORTH RICHLAND HILLS | MUNICIPAL CONSERVATION | 64 | 64 | 0 | 0 | 0 | 0
C | NORTH RICHLAND HILLS | C | DWU - MAIN STEM REUSE | NEW MAJOR RESERVOIR | 0 | 0 | 0 | 0 | 507 | 0
C | NORTH RICHLAND HILLS | C | FORT WORTH UNALLOCATED SUPPLY UTILIZATION | OTHER SURFACE WATER | 1817 | 1642 | 1426 | 1416 | 871 | 417
C | NORTH RICHLAND HILLS | C | LAKE PALESTINE | OTHER SURFACE WATER | 0 | 0 | 0 | 0 | 1015 | 0
C | NORTH RICHLAND HILLS | C | SULPHUR BASIN SUPPLY | NEW MAJOR RESERVOIR; OTHER SURFACE WATER | 0 | 0 | 0 | 404 | 682 | 4538
C | NORTH RICHLAND HILLS | C | TRWD - ADDITIONAL CEDAR CREEK AND RICHLAND-CHAMBERS | INDIRECT REUSE; OTHER SURFACE WATER | 5040 | 3204 | 1073 | 1070 | 558 | 504
C | NORTH RICHLAND HILLS | C | TRWD - CEDAR CREEK WETLANDS | INDIRECT REUSE | 0 | 1960 | 1669 | 2352 | 1648 | 996
C | NORTH RICHLAND HILLS | C | TRWD - TEHUACANA | NEW MAJOR RESERVOIR | 0 | 0 | 2300 | 1298 | 1376 | 471
C | NORTHLAKE | I | ANRA-COL - LAKE COLUMBIA | NEW MAJOR RESERVOIR | 0 | 0 | 0 | 0 | 0 | 181
C | NORTHLAKE | C | CONSERVATION - NORTHLAKE | MUNICIPAL CONSERVATION | 12 | 74 | 186 | 287 | 403 | 440
C | NORTHLAKE | C | CONSERVATION, WATER LOSS CONTROL - NORTHLAKE | MUNICIPAL CONSERVATION | 5 | 5 | 0 | 0 | 0 | 0
C | NORTHLAKE | C | DWU - MAIN STEM REUSE | NEW MAJOR RESERVOIR | 0 | 15 | 69 | 439 | 581 | 480
C | NORTHLAKE | C | FORT WORTH UNALLOCATED SUPPLY UTILIZATION | OTHER SURFACE WATER | 0 | 76 | 163 | 178 | 170 | 115
C | NORTHLAKE | C | LAKE PALESTINE | OTHER SURFACE WATER | 0 | 46 | 218 | 401 | 734 | 342
C | NORTHLAKE | C | REMOVAL OF CHAPMAN SILT BARRIER | OTHER SURFACE WATER | 0 | 10 | 25 | 39 | 40 | 34
C | NORTHLAKE | C | SULPHUR BASIN SUPPLY | NEW MAJOR RESERVOIR; OTHER SURFACE WATER | 0 | 0 | 0 | 56 | 323 | 1966
C | NORTHLAKE | C | TRWD - ADDITIONAL CEDAR CREEK AND RICHLAND-CHAMBERS | INDIRECT REUSE; OTHER SURFACE WATER | 0 | 15 | 50 | 54 | 82 | 92
C | NORTHLAKE | C | TRWD - CEDAR CREEK WETLANDS | INDIRECT REUSE | 0 | 32 | 114 | 236 | 225 | 181
C | NORTHLAKE | C | TRWD - TEHUACANA | NEW MAJOR RESERVOIR | 0 | 0 | 54 | 131 | 73 | 86
C | NORTHLAKE | I | UNM-ROR-NECHES RUN OF RIVER | OTHER SURFACE WATER | 0 | 0 | 0 | 0 | 201 | 152
C | NORTHLAKE | C | UTRWD - CONTRACT RENEWAL WITH COMMERCE FOR LAKE CHAPMAN WATER | INDIRECT REUSE; OTHER SURFACE WATER | 0 | 0 | 110 | 181 | 192 | 340
C | NORTHLAKE | C | UTRWD - RALPH HALL RESERVOIR AND REUSE | INDIRECT REUSE; NEW MAJOR RESERVOIR | 0 | 429 | 1270 | 2103 | 2812 | 1984
C | OAK GROVE | C | CONSERVATION - OAK GROVE | MUNICIPAL CONSERVATION | 0 | 1 | 1 | 2 | 4 | 8
C | OAK GROVE | C | CONSERVATION, WATER LOSS CONTROL - OAK GROVE | MUNICIPAL CONSERVATION | 0 | 0 | 0 | 0 | 0 | 0
C | OAK GROVE | C | NTMWD - ADDITIONAL LAKE LAVON | OTHER SURFACE WATER | 1 | 2 | 3 | 5 | 5 | 6
C | OAK GROVE | C | NTMWD - LOWER BOIS D'ARC CREEK RESERVOIR | NEW MAJOR RESERVOIR | 2 | 13 | 17 | 31 | 30 | 44
C | OAK GROVE | C | NTMWD - MAIN STEM PUMP STATION | INDIRECT REUSE | 3 | 4 | 4 | 3 | 0 | 0
C | OAK GROVE | C | NTMWD - OKLAHOMA | OTHER SURFACE WATER | 0 | 0 | 0 | 0 | 0 | 19
C | OAK GROVE | C | NTMWD - TEXOMA BLENDING | OTHER SURFACE WATER | 0 | 0 | 6 | 10 | 18 | 26
C | OAK GROVE | C | NTMWD - TOLEDO BEND PHASE I | OTHER SURFACE WATER | 0 | 0 | 0 | 0 | 17 | 39
C | OAK GROVE | C | REMOVAL OF CHAPMAN SILT BARRIER | OTHER SURFACE WATER | 0 | 1 | 0 | 1 | 0 | 2
C | OAK GROVE | C | SULPHUR BASIN SUPPLY | NEW MAJOR RESERVOIR; OTHER SURFACE WATER | 0 | 0 | 0 | 0 | 6 | 34
C | OAK LEAF | I | ANRA-COL - LAKE COLUMBIA | NEW MAJOR RESERVOIR | 0 | 0 | 0 | 0 | 0 | 22
C | OAK LEAF | C | CONSERVATION - OAK LEAF | MUNICIPAL CONSERVATION | 1 | 1 | 2 | 3 | 6 | 9
C | OAK LEAF | C | CONSERVATION, WATER LOSS CONTROL - OAK LEAF | MUNICIPAL CONSERVATION | 1 | 1 | 0 | 0 | 0 | 0
C | OAK LEAF | C | DWU - MAIN STEM REUSE | NEW MAJOR RESERVOIR | 4 | 3 | 7 | 29 | 48 | 59
C | OAK LEAF | C | LAKE PALESTINE | OTHER SURFACE WATER | 0 | 10 | 20 | 27 | 38 | 42
C | OAK LEAF | C | MIDLOTHIAN UNALLOCATED SUPPLY UTILIZATION | OTHER SURFACE WATER | 16 | 25 | 31 | 34 | 40 | 42
C | OAK LEAF | I | UNM-ROR-NECHES RUN OF RIVER | OTHER SURFACE WATER | 0 | 0 | 0 | 0 | 17 | 19
C | OAK POINT | I | ANRA-COL - LAKE COLUMBIA | NEW MAJOR RESERVOIR | 0 | 0 | 0 | 0 | 0 | 66
C | OAK POINT | C | CONSERVATION - OAK POINT | MUNICIPAL CONSERVATION | 4 | 10 | 21 | 35 | 53 | 63
C | OAK POINT | C | CONSERVATION, WATER LOSS CONTROL - OAK POINT | MUNICIPAL CONSERVATION | 5 | 5 | 0 | 0 | 0 | 0
C | OAK POINT | C | DWU - MAIN STEM REUSE | NEW MAJOR RESERVOIR | 0 | 8 | 29 | 170 | 213 | 176
C | OAK POINT | C | LAKE PALESTINE | OTHER SURFACE WATER | 0 | 26 | 92 | 155 | 168 | 126
C | OAK POINT | C | REMOVAL OF CHAPMAN SILT BARRIER | OTHER SURFACE WATER | 0 | 5 | 10 | 15 | 15 | 13
C | OAK POINT | C | SULPHUR BASIN SUPPLY | NEW MAJOR RESERVOIR; OTHER SURFACE WATER | 0 | 0 | 0 | 0 | 73 | 508
C | OAK POINT | I | UNM-ROR-NECHES RUN OF RIVER | OTHER SURFACE WATER | 0 | 0 | 0 | 0 | 74 | 56
C | OAK POINT | C | UTRWD - CONTRACT RENEWAL WITH COMMERCE FOR LAKE CHAPMAN WATER | INDIRECT REUSE; OTHER SURFACE WATER | 0 | 0 | 47 | 70 | 71 | 125
C | OAK POINT | C | UTRWD - RALPH HALL RESERVOIR AND REUSE | INDIRECT REUSE; NEW MAJOR RESERVOIR | 0 | 243 | 538 | 813 | 1032 | 727
C | OVILLA | I | ANRA-COL - LAKE COLUMBIA | NEW MAJOR RESERVOIR | 0 | 0 | 0 | 0 | 0 | 234
C | OVILLA | C | CONSERVATION - OVILLA | MUNICIPAL CONSERVATION | 15 | 29 | 51 | 69 | 92 | 184
C | OVILLA | C | CONSERVATION, WATER LOSS CONTROL - OVILLA | MUNICIPAL CONSERVATION | 5 | 5 | 0 | 0 | 0 | 0
C | OVILLA | C | DWU - MAIN STEM REUSE | NEW MAJOR RESERVOIR | 30 | 34 | 79 | 274 | 350 | 621
C | OVILLA | C | LAKE PALESTINE | OTHER SURFACE WATER | 0 | 112 | 250 | 250 | 274 | 443
C | OVILLA | I | UNM-ROR-NECHES RUN OF RIVER | OTHER SURFACE WATER | 0 | 0 | 0 | 0 | 121 | 197
C | PALMER | C | CONSERVATION - PALMER | MUNICIPAL CONSERVATION | 1 | 2 | 4 | 7 | 11 | 25
C | PALMER | C | CONSERVATION, WATER LOSS CONTROL - PALMER | MUNICIPAL CONSERVATION | 1 | 1 | 0 | 0 | 0 | 0
C | PALMER | C | TRWD - ADDITIONAL CEDAR CREEK AND RICHLAND-CHAMBERS | INDIRECT REUSE | 86 | 0 | 0 | 0 | 0 | 0
C | PALMER | C | TRWD - CEDAR CREEK WETLANDS | INDIRECT REUSE | 0 | 151 | 234 | 321 | 459 | 940
C | PALOMA CREEK | I | ANRA-COL - LAKE COLUMBIA | NEW MAJOR RESERVOIR | 0 | 0 | 0 | 0 | 0 | 79
C | PALOMA CREEK | C | CONSERVATION - PALOMA CREEK | MUNICIPAL CONSERVATION | 35 | 75 | 104 | 115 | 127 | 138
C | PALOMA CREEK | C | CONSERVATION, WATER LOSS CONTROL - PALOMA CREEK | MUNICIPAL CONSERVATION | 13 | 13 | 0 | 0 | 0 | 0
C | PALOMA CREEK | C | DWU - MAIN STEM REUSE | NEW MAJOR RESERVOIR | 0 | 20 | 51 | 232 | 239 | 210
C | PALOMA CREEK | C | LAKE PALESTINE | OTHER SURFACE WATER | 0 | 63 | 161 | 212 | 187 | 150
C | PALOMA CREEK | C | REMOVAL OF CHAPMAN SILT BARRIER | OTHER SURFACE WATER | 0 | 13 | 18 | 21 | 16 | 15
C | PALOMA CREEK | C | SULPHUR BASIN SUPPLY | NEW MAJOR RESERVOIR; OTHER SURFACE WATER | 0 | 0 | 0 | 0 | 81 | 605
C | PALOMA CREEK | I | UNM-ROR-NECHES RUN OF RIVER | OTHER SURFACE WATER | 0 | 0 | 0 | 0 | 82 | 67
C | PALOMA CREEK | C | UTRWD - CONTRACT RENEWAL WITH COMMERCE FOR LAKE CHAPMAN WATER | INDIRECT REUSE; OTHER SURFACE WATER | 0 | 0 | 81 | 96 | 79 | 149
C | PALOMA CREEK | C | UTRWD - RALPH HALL RESERVOIR AND REUSE | INDIRECT REUSE; NEW MAJOR RESERVOIR | 0 | 589 | 942 | 1112 | 1156 | 869
C | PANTEGO | C | CONSERVATION - PANTEGO | MUNICIPAL CONSERVATION | 2 | 4 | 6 | 8 | 10 | 12
C | PANTEGO | C | CONSERVATION, WATER LOSS CONTROL - PANTEGO | MUNICIPAL CONSERVATION | 3 | 3 | 0 | 0 | 0 | 0
C | PANTEGO | C | SULPHUR BASIN SUPPLY | NEW MAJOR RESERVOIR; OTHER SURFACE WATER | 0 | 0 | 0 | 6 | 8 | 30
C | PANTEGO | C | TRWD - ADDITIONAL CEDAR CREEK AND RICHLAND-CHAMBERS | INDIRECT REUSE; OTHER SURFACE WATER | 0 | 27 | 20 | 10 | 8 | 8
C | PANTEGO | C | TRWD - CEDAR CREEK WETLANDS | INDIRECT REUSE | 0 | 54 | 42 | 39 | 23 | 14
C | PANTEGO | C | TRWD - TEHUACANA | NEW MAJOR RESERVOIR | 0 | 0 | 20 | 21 | 8 | 6
C | PANTEGO | I | UNM-ROR-NECHES RUN OF RIVER | OTHER SURFACE WATER | 0 | 0 | 0 | 0 | 17 | 0
C | PARKER | C | CONSERVATION - PARKER | MUNICIPAL CONSERVATION | 35 | 147 | 254 | 282 | 310 | 338
C | PARKER | C | CONSERVATION, WATER LOSS CONTROL - PARKER | MUNICIPAL CONSERVATION | 13 | 13 | 0 | 0 | 0 | 0
C | PARKER | C | NTMWD - ADDITIONAL LAKE LAVON | OTHER SURFACE WATER | 36 | 356 | 342 | 342 | 216 | 145
C | PARKER | C | NTMWD - LOWER BOIS D'ARC CREEK RESERVOIR | NEW MAJOR RESERVOIR | 27 | 2013 | 2046 | 2138 | 1415 | 993
C | PARKER | C | NTMWD - MAIN STEM PUMP STATION | INDIRECT REUSE | 86 | 635 | 431 | 236 | 8 | 0
C | PARKER | C | NTMWD - OKLAHOMA | OTHER SURFACE WATER | 0 | 0 | 0 | 0 | 0 | 437
C | PARKER | C | NTMWD - TEXOMA BLENDING | OTHER SURFACE WATER | 0 | 0 | 552 | 563 | 727 | 543
C | PARKER | C | NTMWD - TOLEDO BEND PHASE I | OTHER SURFACE WATER | 0 | 0 | 0 | 0 | 700 | 811
C | PARKER | C | NTMWD UNALLOCATED SUPPLY UTILIZATION | INDIRECT REUSE; OTHER SURFACE WATER | 0 | 1000 | 2485 | 2609 | 2198 | 1758
C | PARKER | C | REMOVAL OF CHAPMAN SILT BARRIER | OTHER SURFACE WATER | 6 | 58 | 58 | 59 | 41 | 28
C | PARKER | C | SULPHUR BASIN SUPPLY | NEW MAJOR RESERVOIR; OTHER SURFACE WATER | 0 | 0 | 0 | 0 | 237 | 709
C | PARKER COUNTY SUD | C | CONSERVATION - PARKER COUNTY SUD | MUNICIPAL CONSERVATION | 2 | 6 | 11 | 18 | 27 | 40
C | PARKER COUNTY SUD | C | CONSERVATION, WATER LOSS CONTROL - PARKER COUNTY SUD | MUNICIPAL CONSERVATION | 3 | 3 | 0 | 0 | 0 | 0
C | PARKER COUNTY SUD | C | PARKER COUNTY SUD - BRA SURPLUS (NEW WTP) | OTHER SURFACE WATER | 539 | 539 | 539 | 539 | 539 | 539
C | PARKER COUNTY SUD | C | PARKER COUNTY SUD ADDITIONAL GROUNDWATER (NEW WELLS IN TRINITY AQUIFER) | GROUNDWATER WELLS AND OTHER | 0 | 0 | 0 | 0 | 513 | 513
C | PAYNE SPRINGS | C | CONSERVATION - PAYNE SPRINGS | MUNICIPAL CONSERVATION | 0 | 1 | 2 | 2 | 3 | 5
C | PAYNE SPRINGS | C | CONSERVATION, WATER LOSS CONTROL - PAYNE SPRINGS | MUNICIPAL CONSERVATION | 1 | 1 | 0 | 0 | 0 | 0
C | PAYNE SPRINGS | C | LAKE PALESTINE | OTHER SURFACE WATER | 0 | 0 | 0 | 0 | 12 | 0
C | PAYNE SPRINGS | C | PAYNE SPRINGS ADDITIONAL WELLS (CARRIZO-WILCOX) | GROUNDWATER WELLS AND OTHER | 145 | 145 | 145 | 145 | 145 | 145
C | PAYNE SPRINGS | C | SULPHUR BASIN SUPPLY | NEW MAJOR RESERVOIR; OTHER SURFACE WATER | 0 | 0 | 0 | 3 | 5 | 20
C | PAYNE SPRINGS | C | TRWD - ADDITIONAL CEDAR CREEK AND RICHLAND-CHAMBERS | INDIRECT REUSE; OTHER SURFACE WATER | 25 | 25 | 25 | 24 | 30 | 42
C | PAYNE SPRINGS | C | TRWD - CEDAR CREEK WETLANDS | INDIRECT REUSE | 0 | 3 | 7 | 12 | 10 | 9
C | PAYNE SPRINGS | C | TRWD - TEHUACANA | NEW MAJOR RESERVOIR | 0 | 0 | 4 | 6 | 3 | 4
C | PECAN HILL | C | CONSERVATION - PECAN HILL | MUNICIPAL CONSERVATION | 0 | 1 | 2 | 3 | 4 | 8
C | PECAN HILL | C | CONSERVATION, WATER LOSS CONTROL - PECAN HILL | MUNICIPAL CONSERVATION | 1 | 1 | 0 | 0 | 0 | 0
C | PECAN HILL | C | MIDLOTHIAN UNALLOCATED SUPPLY UTILIZATION | OTHER SURFACE WATER | 33 | 59 | 90 | 124 | 174 | 290
C | PELICAN BAY | C | CONSERVATION - PELICAN BAY | MUNICIPAL CONSERVATION | 0 | 1 | 1 | 1 | 2 | 2
C | PELICAN BAY | C | CONSERVATION, WATER LOSS CONTROL - PELICAN BAY | MUNICIPAL CONSERVATION | 1 | 1 | 0 | 0 | 0 | 0
C | PELICAN BAY | C | SULPHUR BASIN SUPPLY | NEW MAJOR RESERVOIR; OTHER SURFACE WATER | 0 | 0 | 0 | 1 | 1 | 7
C | PELICAN BAY | C | TRWD - ADDITIONAL CEDAR CREEK AND RICHLAND-CHAMBERS | INDIRECT REUSE; OTHER SURFACE WATER | 0 | 3 | 3 | 1 | 0 | 1
C | PELICAN BAY | C | TRWD - CEDAR CREEK WETLANDS | INDIRECT REUSE | 0 | 7 | 5 | 5 | 3 | 2
C | PELICAN BAY | C | TRWD - TEHUACANA | NEW MAJOR RESERVOIR | 0 | 0 | 2 | 2 | 1 | 1
C | PELICAN BAY | I | UNM-ROR-NECHES RUN OF RIVER | OTHER SURFACE WATER | 0 | 0 | 0 | 0 | 3 | 0
C | PILOT POINT | C | CONSERVATION - PILOT POINT | MUNICIPAL CONSERVATION | 3 | 4 | 14 | 26 | 44 | 71
C | PILOT POINT | C | CONSERVATION, WATER LOSS CONTROL - PILOT POINT | MUNICIPAL CONSERVATION | 4 | 4 | 0 | 0 | 0 | 0
C | PILOT POINT | C | DWU - MAIN STEM REUSE | NEW MAJOR RESERVOIR | 0 | 0 | 14 | 137 | 227 | 258
C | PILOT POINT | C | PILOT POINT ADDITIONAL GROUNDWATER | GROUNDWATER WELLS AND OTHER | 269 | 269 | 269 | 269 | 269 | 269
C | PILOT POINT | C | REMOVAL OF CHAPMAN SILT BARRIER | OTHER SURFACE WATER | 0 | 0 | 5 | 12 | 16 | 18
C | PILOT POINT | C | SULPHUR BASIN SUPPLY | NEW MAJOR RESERVOIR; OTHER SURFACE WATER | 0 | 0 | 0 | 0 | 77 | 744
C | PILOT POINT | I | UNM-ROR-NECHES RUN OF RIVER | OTHER SURFACE WATER | 0 | 0 | 0 | 0 | 78 | 82
C | PILOT POINT | C | UTRWD - CONTRACT RENEWAL WITH COMMERCE FOR LAKE CHAPMAN WATER | INDIRECT REUSE; OTHER SURFACE WATER | 0 | 0 | 22 | 56 | 75 | 183
C | PILOT POINT | C | UTRWD - RALPH HALL RESERVOIR AND REUSE | INDIRECT REUSE; NEW MAJOR RESERVOIR | 0 | 0 | 253 | 654 | 1102 | 1068
C | PLANO | C | CONSERVATION - PLANO | MUNICIPAL CONSERVATION | 1115 | 1790 | 2640 | 2457 | 2698 | 2941
C | PLANO | C | CONSERVATION, WATER LOSS CONTROL - PLANO | MUNICIPAL CONSERVATION | 345 | 345 | 0 | 0 | 0 | 0
C | PLANO | C | NTMWD - ADDITIONAL LAKE LAVON | OTHER SURFACE WATER | 927 | 1669 | 1809 | 2157 | 1500 | 1054
C | PLANO | C | NTMWD - LOWER BOIS D'ARC CREEK RESERVOIR | NEW MAJOR RESERVOIR | 696 | 9446 | 10844 | 13484 | 9809 | 7250
C | PLANO | C | NTMWD - MAIN STEM PUMP STATION | INDIRECT REUSE | 2198 | 2977 | 2286 | 1485 | 57 | 0
C | PLANO | C | NTMWD - OKLAHOMA | OTHER SURFACE WATER | 0 | 0 | 0 | 0 | 0 | 3190
C | PLANO | C | NTMWD - TEXOMA BLENDING | OTHER SURFACE WATER | 0 | 0 | 3570 | 4493 | 5738 | 4275
C | PLANO | C | NTMWD - TOLEDO BEND PHASE I | OTHER SURFACE WATER | 0 | 0 | 0 | 0 | 5530 | 6380
C | PLANO | C | REMOVAL OF CHAPMAN SILT BARRIER | OTHER SURFACE WATER | 150 | 277 | 310 | 380 | 273 | 200
C | PLANO | C | SULPHUR BASIN SUPPLY | NEW MAJOR RESERVOIR; OTHER SURFACE WATER | 0 | 0 | 0 | 0 | 1873 | 5576
C | PONDER | I | ANRA-COL - LAKE COLUMBIA | NEW MAJOR RESERVOIR | 0 | 0 | 0 | 0 | 0 | 13
C | PONDER | C | CONSERVATION - PONDER | MUNICIPAL CONSERVATION | 1 | 2 | 5 | 8 | 12 | 18
C | PONDER | C | CONSERVATION, WATER LOSS CONTROL - PONDER | MUNICIPAL CONSERVATION | 1 | 1 | 0 | 0 | 0 | 0
C | PONDER | C | DWU - MAIN STEM REUSE | NEW MAJOR RESERVOIR | 0 | 0 | 1 | 16 | 31 | 35
C | PONDER | C | LAKE PALESTINE | OTHER SURFACE WATER | 0 | 0 | 3 | 15 | 24 | 25
C | PONDER | C | REMOVAL OF CHAPMAN SILT BARRIER | OTHER SURFACE WATER | 0 | 0 | 0 | 1 | 2 | 2
C | PONDER | C | SULPHUR BASIN SUPPLY | NEW MAJOR RESERVOIR; OTHER SURFACE WATER | 0 | 0 | 0 | 0 | 10 | 100
C | PONDER | I | UNM-ROR-NECHES RUN OF RIVER | OTHER SURFACE WATER | 0 | 0 | 0 | 0 | 10 | 11
C | PONDER | C | UTRWD - CONTRACT RENEWAL WITH COMMERCE FOR LAKE CHAPMAN WATER | INDIRECT REUSE; OTHER SURFACE WATER | 0 | 0 | 2 | 6 | 9 | 25
C | PONDER | C | UTRWD - RALPH HALL RESERVOIR AND REUSE | INDIRECT REUSE; NEW MAJOR RESERVOIR | 0 | 0 | 60 | 197 | 335 | 370
C | POST OAK BEND CITY | C | CONSERVATION - POST OAK BEND CITY | MUNICIPAL CONSERVATION | 0 | 1 | 1 | 3 | 5 | 11
C | POST OAK BEND CITY | C | CONSERVATION, WATER LOSS CONTROL - POST OAK BEND CITY | MUNICIPAL CONSERVATION | 0 | 0 | 0 | 0 | 0 | 0
C | POST OAK BEND CITY | C | NTMWD - ADDITIONAL LAKE LAVON | OTHER SURFACE WATER | 2 | 3 | 3 | 6 | 6 | 8
C | POST OAK BEND CITY | C | NTMWD - LOWER BOIS D'ARC CREEK RESERVOIR | NEW MAJOR RESERVOIR | 1 | 17 | 22 | 40 | 40 | 57
C | POST OAK BEND CITY | C | NTMWD - MAIN STEM PUMP STATION | INDIRECT REUSE | 4 | 5 | 5 | 4 | 0 | 0
C | POST OAK BEND CITY | C | NTMWD - OKLAHOMA | OTHER SURFACE WATER | 0 | 0 | 0 | 0 | 0 | 25
C | POST OAK BEND CITY | C | NTMWD - TEXOMA BLENDING | OTHER SURFACE WATER | 0 | 0 | 7 | 13 | 23 | 34
C | POST OAK BEND CITY | C | NTMWD - TOLEDO BEND PHASE I | OTHER SURFACE WATER | 0 | 0 | 0 | 0 | 22 | 51
C | POST OAK BEND CITY | C | REMOVAL OF CHAPMAN SILT BARRIER | OTHER SURFACE WATER | 0 | 0 | 1 | 3 | 1 | 2
C | POST OAK BEND CITY | C | SULPHUR BASIN SUPPLY | NEW MAJOR RESERVOIR; OTHER SURFACE WATER | 0 | 0 | 0 | 0 | 7 | 44
C | POTTSBORO | C | CONSERVATION - POTTSBORO | MUNICIPAL CONSERVATION | 2 | 4 | 16 | 28 | 59 | 116
C | POTTSBORO | C | CONSERVATION, WATER LOSS CONTROL - POTTSBORO | MUNICIPAL CONSERVATION | 2 | 2 | 0 | 0 | 0 | 0
C | POTTSBORO | C | DENISON UNALLOCATED SUPPLY UTILIZATION | OTHER SURFACE WATER | 0 | 51 | 102 | 141 | 203 | 272
C | POTTSBORO | C | GTUA - GRAYSON COUNTY WSP | OTHER SURFACE WATER | 0 | 0 | 47 | 260 | 876 | 2116
C | PRINCETON | C | CONSERVATION - PRINCETON | MUNICIPAL CONSERVATION | 3 | 8 | 16 | 49 | 97 | 158
C | PRINCETON | C | CONSERVATION, WATER LOSS CONTROL - PRINCETON | MUNICIPAL CONSERVATION | 5 | 5 | 0 | 0 | 0 | 0
C | PRINCETON | C | NTMWD - ADDITIONAL LAKE LAVON | OTHER SURFACE WATER | 16 | 32 | 43 | 115 | 126 | 121
C | PRINCETON | C | NTMWD - LOWER BOIS D'ARC CREEK RESERVOIR | NEW MAJOR RESERVOIR | 12 | 181 | 256 | 724 | 825 | 828
C | PRINCETON | C | NTMWD - MAIN STEM PUMP STATION | INDIRECT REUSE | 38 | 57 | 54 | 80 | 5 | 0
C | PRINCETON | C | NTMWD - OKLAHOMA | OTHER SURFACE WATER | 0 | 0 | 0 | 0 | 0 | 364
C | PRINCETON | C | NTMWD - TEXOMA BLENDING | OTHER SURFACE WATER | 0 | 0 | 84 | 241 | 483 | 488
C | PRINCETON | C | NTMWD - TOLEDO BEND PHASE I | OTHER SURFACE WATER | 0 | 0 | 0 | 0 | 465 | 728
C | PRINCETON | C | REMOVAL OF CHAPMAN SILT BARRIER | OTHER SURFACE WATER | 3 | 6 | 7 | 21 | 22 | 23
C | PRINCETON | C | SULPHUR BASIN SUPPLY | NEW MAJOR RESERVOIR; OTHER SURFACE WATER | 0 | 0 | 0 | 0 | 158 | 636
C | PROSPER | C | CONSERVATION - PROSPER | MUNICIPAL CONSERVATION | 171 | 338 | 557 | 754 | 972 | 1030
C | PROSPER | C | CONSERVATION, WATER LOSS CONTROL - PROSPER | MUNICIPAL CONSERVATION | 27 | 27 | 0 | 0 | 0 | 0
C | PROSPER | C | NTMWD - ADDITIONAL LAKE LAVON | OTHER SURFACE WATER | 51 | 248 | 367 | 532 | 432 | 289
C | PROSPER | C | NTMWD - LOWER BOIS D'ARC CREEK RESERVOIR | NEW MAJOR RESERVOIR | 39 | 1404 | 2198 | 3324 | 2828 | 1988
C | PROSPER | C | NTMWD - MAIN STEM PUMP STATION | INDIRECT REUSE | 122 | 442 | 463 | 366 | 16 | 0
C | PROSPER | C | NTMWD - OKLAHOMA | OTHER SURFACE WATER | 0 | 0 | 0 | 0 | 0 | 875
C | PROSPER | C | NTMWD - TEXOMA BLENDING | OTHER SURFACE WATER | 0 | 0 | 630 | 895 | 1437 | 1081
C | PROSPER | C | NTMWD - TOLEDO BEND PHASE I | OTHER SURFACE WATER | 0 | 0 | 0 | 0 | 1385 | 1613
C | PROSPER | C | NTMWD UNALLOCATED SUPPLY UTILIZATION | INDIRECT REUSE; OTHER SURFACE WATER | 0 | 335 | 1924 | 3715 | 4729 | 2909
C | PROSPER | C | REMOVAL OF CHAPMAN SILT BARRIER | OTHER SURFACE WATER | 9 | 41 | 62 | 95 | 80 | 54
C | PROSPER | C | SULPHUR BASIN SUPPLY | NEW MAJOR RESERVOIR; OTHER SURFACE WATER | 0 | 0 | 0 | 0 | 469 | 2315
C | PROVIDENCE VILLAGE WCID | I | ANRA-COL - LAKE COLUMBIA | NEW MAJOR RESERVOIR | 0 | 0 | 0 | 0 | 0 | 20
C | PROVIDENCE VILLAGE WCID | C | CONSERVATION - PROVIDNECE VILLAGE WCID | MUNICIPAL CONSERVATION | 3 | 6 | 9 | 12 | 15 | 19
C | PROVIDENCE VILLAGE WCID | C | CONSERVATION, WATER LOSS CONTROL - PROVIDENCE VILLAGE WCID | MUNICIPAL CONSERVATION | 5 | 5 | 0 | 0 | 0 | 0
C | PROVIDENCE VILLAGE WCID | C | DWU - MAIN STEM REUSE | NEW MAJOR RESERVOIR | 0 | 6 | 14 | 65 | 66 | 55
C | PROVIDENCE VILLAGE WCID | C | LAKE PALESTINE | OTHER SURFACE WATER | 0 | 18 | 46 | 59 | 52 | 39
C | PROVIDENCE VILLAGE WCID | C | REMOVAL OF CHAPMAN SILT BARRIER | OTHER SURFACE WATER | 0 | 4 | 5 | 6 | 5 | 4
C | PROVIDENCE VILLAGE WCID | C | SULPHUR BASIN SUPPLY | NEW MAJOR RESERVOIR; OTHER SURFACE WATER | 0 | 0 | 0 | 0 | 25 | 157
C | PROVIDENCE VILLAGE WCID | I | UNM-ROR-NECHES RUN OF RIVER | OTHER SURFACE WATER | 0 | 0 | 0 | 0 | 23 | 17
C | PROVIDENCE VILLAGE WCID | C | UTRWD - CONTRACT RENEWAL WITH COMMERCE FOR LAKE CHAPMAN WATER | INDIRECT REUSE; OTHER SURFACE WATER | 0 | 0 | 23 | 27 | 22 | 39
C | PROVIDENCE VILLAGE WCID | C | UTRWD - RALPH HALL RESERVOIR AND REUSE | INDIRECT REUSE; NEW MAJOR RESERVOIR | 0 | 169 | 266 | 310 | 318 | 223
C | RED OAK | I | ANRA-COL - LAKE COLUMBIA | NEW MAJOR RESERVOIR | 0 | 0 | 0 | 0 | 0 | 299
C | RED OAK | C | CONSERVATION - RED OAK | MUNICIPAL CONSERVATION | 6 | 14 | 28 | 50 | 77 | 143
C | RED OAK | C | CONSERVATION, WATER LOSS CONTROL - RED OAK | MUNICIPAL CONSERVATION | 9 | 9 | 0 | 0 | 0 | 0
C | RED OAK | C | DWU - MAIN STEM REUSE | NEW MAJOR RESERVOIR | 0 | 6 | 50 | 283 | 426 | 794
C | RED OAK | C | LAKE PALESTINE | OTHER SURFACE WATER | 0 | 21 | 159 | 259 | 335 | 566
C | RED OAK | C | MIDLOTHIAN UNALLOCATED SUPPLY UTILIZATION | OTHER SURFACE WATER | 23 | 238 | 348 | 348 | 290 | 127
C | RED OAK | C | TRWD - ADDITIONAL CEDAR CREEK AND RICHLAND-CHAMBERS | INDIRECT REUSE; OTHER SURFACE WATER | 341 | 289 | 311 | 381 | 515 | 733
C | RED OAK | I | UNM-ROR-NECHES RUN OF RIVER | OTHER SURFACE WATER | 0 | 0 | 0 | 0 | 147 | 252
C | RENO | C | CONSERVATION - RENO | MUNICIPAL CONSERVATION | 1 | 1 | 2 | 2 | 3 | 4
C | RENO | C | CONSERVATION, WATER LOSS CONTROL - RENO | MUNICIPAL CONSERVATION | 1 | 1 | 0 | 0 | 0 | 0
C | RENO | C | DWU - MAIN STEM REUSE | NEW MAJOR RESERVOIR | 0 | 0 | 0 | 0 | 8 | 0
C | RENO | C | SULPHUR BASIN SUPPLY | NEW MAJOR RESERVOIR; OTHER SURFACE WATER | 0 | 0 | 0 | 1 | 3 | 15
C | RENO | C | TRWD - ADDITIONAL CEDAR CREEK AND RICHLAND-CHAMBERS | INDIRECT REUSE; OTHER SURFACE WATER | 0 | 1 | 2 | 1 | 1 | 2
C | RENO | C | TRWD - CEDAR CREEK WETLANDS | INDIRECT REUSE | 0 | 1 | 4 | 6 | 5 | 5
C | RENO | C | TRWD - TEHUACANA | NEW MAJOR RESERVOIR | 0 | 0 | 2 | 4 | 2 | 2
C | RHOME | C | CONSERVATION - RHOME | MUNICIPAL CONSERVATION | 5 | 13 | 22 | 40 | 58 | 80
C | RHOME | C | CONSERVATION, WATER LOSS CONTROL - RHOME | MUNICIPAL CONSERVATION | 2 | 2 | 0 | 0 | 0 | 0
C | RHOME | C | DWU - MAIN STEM REUSE | NEW MAJOR RESERVOIR | 0 | 0 | 0 | 0 | 180 | 0
C | RHOME | C | SULPHUR BASIN SUPPLY | NEW MAJOR RESERVOIR; OTHER SURFACE WATER | 0 | 0 | 0 | 26 | 81 | 558
C | RHOME | C | TRWD - ADDITIONAL CEDAR CREEK AND RICHLAND-CHAMBERS | INDIRECT REUSE; OTHER SURFACE WATER | 0 | 4 | 15 | 25 | 53 | 89
C | RHOME | C | TRWD - CEDAR CREEK WETLANDS | INDIRECT REUSE | 0 | 8 | 36 | 109 | 146 | 176
C | RHOME | C | TRWD - TEHUACANA | NEW MAJOR RESERVOIR | 0 | 0 | 17 | 60 | 48 | 83
C | RICE | C | CONSERVATION - RICE | MUNICIPAL CONSERVATION | 1 | 1 | 2 | 3 | 4 | 5
C | RICE | C | CONSERVATION, WATER LOSS CONTROL - RICE | MUNICIPAL CONSERVATION | 1 | 1 | 0 | 0 | 0 | 0
C | RICE | C | CORSICANA - HALBERT/RICHLAND CHAMBERS NEW WTP | OTHER SURFACE WATER | 0 | 0 | 0 | 35 | 74 | 97
C | RICE | C | CORSICANA UNALLOCATED SUPPLY UTILIZATION | OTHER SURFACE WATER | 0 | 60 | 74 | 58 | 41 | 44
C | RICE WSC | C | CONSERVATION - RICE WSC | MUNICIPAL CONSERVATION | 3 | 6 | 12 | 19 | 28 | 40
C | RICE WSC | C | CONSERVATION, WATER LOSS CONTROL - RICE WSC | MUNICIPAL CONSERVATION | 4 | 4 | 0 | 0 | 0 | 0
C | RICE WSC | C | CORSICANA - HALBERT/RICHLAND CHAMBERS NEW WTP | OTHER SURFACE WATER | 0 | 0 | 0 | 225 | 531 | 769
C | RICE WSC | C | CORSICANA UNALLOCATED SUPPLY UTILIZATION | OTHER SURFACE WATER | 0 | 310 | 428 | 374 | 300 | 352
C | RICE WSC | C | SULPHUR BASIN SUPPLY | OTHER SURFACE WATER | 0 | 0 | 0 | 16 | 28 | 37
C | RICE WSC | C | TRWD - ADDITIONAL CEDAR CREEK AND RICHLAND-CHAMBERS | INDIRECT REUSE | 0 | 0 | 9 | 0 | 0 | 0
C | RICHARDSON | C | CONSERVATION - RICHARDSON | MUNICIPAL CONSERVATION | 472 | 698 | 941 | 1054 | 1146 | 1240
C | RICHARDSON | C | CONSERVATION, WATER LOSS CONTROL - RICHARDSON | MUNICIPAL CONSERVATION | 132 | 132 | 0 | 0 | 0 | 0
C | RICHARDSON | C | NTMWD - ADDITIONAL LAKE LAVON | OTHER SURFACE WATER | 343 | 628 | 683 | 815 | 568 | 399
C | RICHARDSON | C | NTMWD - LOWER BOIS D'ARC CREEK RESERVOIR | NEW MAJOR RESERVOIR | 257 | 3553 | 4089 | 5093 | 3712 | 2747
C | RICHARDSON | C | NTMWD - MAIN STEM PUMP STATION | INDIRECT REUSE | 813 | 1120 | 862 | 561 | 22 | 0
C | RICHARDSON | C | NTMWD - OKLAHOMA | OTHER SURFACE WATER | 0 | 0 | 0 | 0 | 0 | 1209
C | RICHARDSON | C | NTMWD - TEXOMA BLENDING | OTHER SURFACE WATER | 0 | 0 | 1346 | 1698 | 2171 | 1620
C | RICHARDSON | C | NTMWD - TOLEDO BEND PHASE I | OTHER SURFACE WATER | 0 | 0 | 0 | 0 | 2093 | 2418
C | RICHARDSON | C | REMOVAL OF CHAPMAN SILT BARRIER | OTHER SURFACE WATER | 56 | 104 | 117 | 144 | 102 | 75
C | RICHARDSON | C | SULPHUR BASIN SUPPLY | NEW MAJOR RESERVOIR; OTHER SURFACE WATER | 0 | 0 | 0 | 0 | 709 | 2113
C | RICHLAND HILLS | C | CONSERVATION - RICHLAND HILLS | MUNICIPAL CONSERVATION | 4 | 8 | 12 | 18 | 25 | 34
C | RICHLAND HILLS | C | CONSERVATION, WATER LOSS CONTROL - RICHLAND HILLS | MUNICIPAL CONSERVATION | 6 | 6 | 0 | 0 | 0 | 0
C | RICHLAND HILLS | C | FORT WORTH UNALLOCATED SUPPLY UTILIZATION | OTHER SURFACE WATER | 0 | 97 | 119 | 107 | 90 | 70
C | RICHLAND HILLS | C | LAKE PALESTINE | OTHER SURFACE WATER | 0 | 0 | 0 | 0 | 155 | 0
C | RICHLAND HILLS | C | SULPHUR BASIN SUPPLY | NEW MAJOR RESERVOIR; OTHER SURFACE WATER | 0 | 0 | 0 | 36 | 70 | 528
C | RICHLAND HILLS | C | TRWD - ADDITIONAL CEDAR CREEK AND RICHLAND-CHAMBERS | INDIRECT REUSE; OTHER SURFACE WATER | 0 | 23 | 41 | 36 | 47 | 59
C | RICHLAND HILLS | C | TRWD - CEDAR CREEK WETLANDS | INDIRECT REUSE | 0 | 48 | 95 | 153 | 127 | 116
C | RICHLAND HILLS | C | TRWD - TEHUACANA | NEW MAJOR RESERVOIR | 0 | 0 | 45 | 85 | 41 | 55
C | RIVER OAKS | C | CONSERVATION - RIVER OAKS | MUNICIPAL CONSERVATION | 3 | 5 | 8 | 10 | 13 | 15
C | RIVER OAKS | C | CONSERVATION, WATER LOSS CONTROL - RIVER OAKS | MUNICIPAL CONSERVATION | 4 | 4 | 0 | 0 | 0 | 0
C | RIVER OAKS | C | DWU - MAIN STEM REUSE | NEW MAJOR RESERVOIR | 0 | 0 | 0 | 0 | 96 | 0
C | RIVER OAKS | C | SULPHUR BASIN SUPPLY | NEW MAJOR RESERVOIR; OTHER SURFACE WATER | 0 | 0 | 0 | 25 | 43 | 197
C | RIVER OAKS | C | TRWD - ADDITIONAL CEDAR CREEK AND RICHLAND-CHAMBERS | INDIRECT REUSE; OTHER SURFACE WATER | 0 | 20 | 34 | 25 | 29 | 32
C | RIVER OAKS | C | TRWD - CEDAR CREEK WETLANDS | INDIRECT REUSE | 0 | 44 | 77 | 107 | 77 | 62
C | RIVER OAKS | C | TRWD - TEHUACANA | NEW MAJOR RESERVOIR | 0 | 0 | 36 | 58 | 25 | 29
C | ROANOKE | C | CONSERVATION - ROANOKE | MUNICIPAL CONSERVATION | 31 | 61 | 101 | 112 | 123 | 134
C | ROANOKE | C | CONSERVATION, IRRIGATION RESTRICTIONS – ROANOKE | MUNICIPAL CONSERVATION | 2 | 6 | 7 | 7 | 7 | 7
C | ROANOKE | C | CONSERVATION, WATER LOSS CONTROL - ROANOKE | MUNICIPAL CONSERVATION | 11 | 11 | 0 | 0 | 0 | 0
C | ROANOKE | C | FORT WORTH UNALLOCATED SUPPLY UTILIZATION | OTHER SURFACE WATER | 0 | 291 | 406 | 319 | 237 | 161
C | ROANOKE | C | LAKE PALESTINE | OTHER SURFACE WATER | 0 | 0 | 0 | 0 | 389 | 0
C | ROANOKE | C | SULPHUR BASIN SUPPLY | NEW MAJOR RESERVOIR; OTHER SURFACE WATER | 0 | 0 | 0 | 99 | 174 | 809
C | ROANOKE | C | TRWD - ADDITIONAL CEDAR CREEK AND RICHLAND-CHAMBERS | INDIRECT REUSE; OTHER SURFACE WATER | 0 | 57 | 126 | 98 | 115 | 129
C | ROANOKE | C | TRWD - CEDAR CREEK WETLANDS | INDIRECT REUSE | 0 | 117 | 287 | 423 | 315 | 254
C | ROANOKE | C | TRWD - TEHUACANA | NEW MAJOR RESERVOIR | 0 | 0 | 135 | 234 | 102 | 120
C | ROCKETT SUD | C | CONSERVATION - ROCKETT SUD | MUNICIPAL CONSERVATION | 13 | 32 | 60 | 99 | 160 | 236
C | ROCKETT SUD | C | CONSERVATION, WATER LOSS CONTROL - ROCKETT SUD | MUNICIPAL CONSERVATION | 19 | 19 | 0 | 0 | 0 | 0
C | ROCKETT SUD | C | DWU - MAIN STEM REUSE | NEW MAJOR RESERVOIR | 0 | 0 | 0 | 0 | 244 | 0
C | ROCKETT SUD | C | MIDLOTHIAN UNALLOCATED SUPPLY UTILIZATION | OTHER SURFACE WATER | 0 | 0 | 0 | 0 | 735 | 0
C | ROCKETT SUD | C | SULPHUR BASIN SUPPLY | NEW MAJOR RESERVOIR; OTHER SURFACE WATER | 0 | 0 | 0 | 2219 | 2025 | 11220
C | ROCKETT SUD | C | TRWD - ADDITIONAL CEDAR CREEK AND RICHLAND-CHAMBERS | INDIRECT REUSE; OTHER SURFACE WATER | 1578 | 906 | 1013 | 383 | 974 | 571
C | ROCKETT SUD | C | TRWD - CEDAR CREEK WETLANDS | INDIRECT REUSE | 0 | 1496 | 1526 | 1159 | 1282 | 164
C | ROCKETT SUD | C | TRWD - TEHUACANA | NEW MAJOR RESERVOIR | 0 | 0 | 1783 | 568 | 93 | 96
C | ROCKETT SUD | I | UNM-ROR-NECHES RUN OF RIVER | OTHER SURFACE WATER | 0 | 0 | 0 | 0 | 282 | 0
C | ROCKWALL | C | CONSERVATION - ROCKWALL | MUNICIPAL CONSERVATION | 285 | 446 | 658 | 834 | 1045 | 1286
C | ROCKWALL | C | CONSERVATION, WATER LOSS CONTROL - ROCKWALL | MUNICIPAL CONSERVATION | 45 | 45 | 0 | 0 | 0 | 0
C | ROCKWALL | C | NTMWD - ADDITIONAL LAKE LAVON | OTHER SURFACE WATER | 87 | 244 | 319 | 444 | 368 | 302
C | ROCKWALL | C | NTMWD - LOWER BOIS D'ARC CREEK RESERVOIR | NEW MAJOR RESERVOIR | 65 | 1378 | 1913 | 2781 | 2405 | 2074
C | ROCKWALL | C | NTMWD - MAIN STEM PUMP STATION | INDIRECT REUSE | 207 | 434 | 403 | 306 | 14 | 0
C | ROCKWALL | C | NTMWD - OKLAHOMA | OTHER SURFACE WATER | 0 | 0 | 0 | 0 | 0 | 912
C | ROCKWALL | C | NTMWD - TEXOMA BLENDING | OTHER SURFACE WATER | 0 | 0 | 629 | 926 | 1405 | 1223
C | ROCKWALL | C | NTMWD - TOLEDO BEND PHASE I | OTHER SURFACE WATER | 0 | 0 | 0 | 0 | 1354 | 1825
C | ROCKWALL | C | REMOVAL OF CHAPMAN SILT BARRIER | OTHER SURFACE WATER | 14 | 39 | 54 | 80 | 65 | 56
C | ROCKWALL | C | SULPHUR BASIN SUPPLY | NEW MAJOR RESERVOIR; OTHER SURFACE WATER | 0 | 0 | 0 | 0 | 459 | 1595
C | ROSE HILL SUD | C | CONSERVATION - ROSE HILL SUD | MUNICIPAL CONSERVATION | 2 | 4 | 7 | 11 | 17 | 32
C | ROSE HILL SUD | C | CONSERVATION, WATER LOSS CONTROL - ROSE HILL SUD | MUNICIPAL CONSERVATION | 2 | 2 | 0 | 0 | 0 | 0
C | ROSE HILL SUD | C | NTMWD - ADDITIONAL LAKE LAVON | OTHER SURFACE WATER | 8 | 14 | 18 | 25 | 23 | 24
C | ROSE HILL SUD | C | NTMWD - LOWER BOIS D'ARC CREEK RESERVOIR | NEW MAJOR RESERVOIR | 6 | 80 | 107 | 155 | 147 | 166
C | ROSE HILL SUD | C | NTMWD - MAIN STEM PUMP STATION | INDIRECT REUSE | 18 | 25 | 23 | 17 | 1 | 0
C | ROSE HILL SUD | C | NTMWD - OKLAHOMA | OTHER SURFACE WATER | 0 | 0 | 0 | 0 | 0 | 73
C | ROSE HILL SUD | C | NTMWD - TEXOMA BLENDING | OTHER SURFACE WATER | 0 | 0 | 35 | 52 | 86 | 97
C | ROSE HILL SUD | C | NTMWD - TOLEDO BEND PHASE I | OTHER SURFACE WATER | 0 | 0 | 0 | 0 | 83 | 146
C | ROSE HILL SUD | C | REMOVAL OF CHAPMAN SILT BARRIER | OTHER SURFACE WATER | 0 | 3 | 3 | 4 | 4 | 5
C | ROSE HILL SUD | C | SULPHUR BASIN SUPPLY | NEW MAJOR RESERVOIR; OTHER SURFACE WATER | 0 | 0 | 0 | 0 | 28 | 127
C | ROWLETT | C | CONSERVATION - ROWLETT | MUNICIPAL CONSERVATION | 33 | 70 | 103 | 137 | 171 | 205
C | ROWLETT | C | CONSERVATION, WATER LOSS CONTROL - ROWLETT | MUNICIPAL CONSERVATION | 49 | 49 | 0 | 0 | 0 | 0
C | ROWLETT | C | NTMWD - ADDITIONAL LAKE LAVON | OTHER SURFACE WATER | 163 | 271 | 282 | 323 | 223 | 155
C | ROWLETT | C | NTMWD - LOWER BOIS D'ARC CREEK RESERVOIR | NEW MAJOR RESERVOIR | 122 | 1532 | 1692 | 2020 | 1460 | 1073
C | ROWLETT | C | NTMWD - MAIN STEM PUMP STATION | INDIRECT REUSE | 384 | 483 | 357 | 223 | 8 | 0
C | ROWLETT | C | NTMWD - OKLAHOMA | OTHER SURFACE WATER | 0 | 0 | 0 | 0 | 0 | 471
C | ROWLETT | C | NTMWD - TEXOMA BLENDING | OTHER SURFACE WATER | 0 | 0 | 557 | 673 | 853 | 632
C | ROWLETT | C | NTMWD - TOLEDO BEND PHASE I | OTHER SURFACE WATER | 0 | 0 | 0 | 0 | 822 | 942
C | ROWLETT | C | REMOVAL OF CHAPMAN SILT BARRIER | OTHER SURFACE WATER | 26 | 45 | 49 | 57 | 41 | 30
C | ROWLETT | C | SULPHUR BASIN SUPPLY | NEW MAJOR RESERVOIR; OTHER SURFACE WATER | 0 | 0 | 0 | 0 | 278 | 823
C | ROYSE CITY | C | CONSERVATION - ROYSE CITY | MUNICIPAL CONSERVATION | 4 | 11 | 26 | 66 | 147 | 199
C | ROYSE CITY | C | CONSERVATION, WATER LOSS CONTROL - ROYSE CITY | MUNICIPAL CONSERVATION | 6 | 6 | 0 | 0 | 0 | 0
C | ROYSE CITY | C | NTMWD - ADDITIONAL LAKE LAVON | OTHER SURFACE WATER | 20 | 46 | 71 | 160 | 195 | 153
C | ROYSE CITY | C | NTMWD - LOWER BOIS D'ARC CREEK RESERVOIR | NEW MAJOR RESERVOIR | 16 | 257 | 430 | 997 | 1275 | 1055
C | ROYSE CITY | C | NTMWD - MAIN STEM PUMP STATION | INDIRECT REUSE | 49 | 81 | 91 | 110 | 7 | 0
C | ROYSE CITY | C | NTMWD - OKLAHOMA | OTHER SURFACE WATER | 0 | 0 | 0 | 0 | 0 | 464
C | ROYSE CITY | C | NTMWD - TEXOMA BLENDING | OTHER SURFACE WATER | 0 | 0 | 142 | 332 | 746 | 622
C | ROYSE CITY | C | NTMWD - TOLEDO BEND PHASE I | OTHER SURFACE WATER | 0 | 0 | 0 | 0 | 718 | 928
C | ROYSE CITY | C | REMOVAL OF CHAPMAN SILT BARRIER | OTHER SURFACE WATER | 4 | 7 | 12 | 28 | 34 | 30
C | ROYSE CITY | C | SULPHUR BASIN SUPPLY | NEW MAJOR RESERVOIR; OTHER SURFACE WATER | 0 | 0 | 0 | 0 | 243 | 811
C | RUNAWAY BAY | C | CONSERVATION - RUNAWAY BAY | MUNICIPAL CONSERVATION | 5 | 9 | 13 | 17 | 22 | 28
C | RUNAWAY BAY | C | CONSERVATION, WATER LOSS CONTROL - RUNAWAY BAY | MUNICIPAL CONSERVATION | 2 | 2 | 0 | 0 | 0 | 0
C | RUNAWAY BAY | C | DWU - MAIN STEM REUSE | NEW MAJOR RESERVOIR | 0 | 0 | 0 | 0 | 68 | 0
C | RUNAWAY BAY | C | SULPHUR BASIN SUPPLY | NEW MAJOR RESERVOIR; OTHER SURFACE WATER | 0 | 0 | 0 | 15 | 31 | 170
C | RUNAWAY BAY | C | TRWD - ADDITIONAL CEDAR CREEK AND RICHLAND-CHAMBERS | INDIRECT REUSE; OTHER SURFACE WATER | 0 | 8 | 17 | 16 | 21 | 28
C | RUNAWAY BAY | C | TRWD - CEDAR CREEK WETLANDS | INDIRECT REUSE | 0 | 17 | 37 | 65 | 55 | 53
C | RUNAWAY BAY | C | TRWD - TEHUACANA | NEW MAJOR RESERVOIR | 0 | 0 | 17 | 36 | 18 | 25
C | SACHSE | C | CONSERVATION - SACHSE | MUNICIPAL CONSERVATION | 69 | 111 | 153 | 169 | 185 | 202
C | SACHSE | C | CONSERVATION, WATER LOSS CONTROL - SACHSE | MUNICIPAL CONSERVATION | 26 | 26 | 0 | 0 | 0 | 0
C | SACHSE | C | NTMWD - ADDITIONAL LAKE LAVON | OTHER SURFACE WATER | 73 | 123 | 129 | 150 | 104 | 73
C | SACHSE | C | NTMWD - LOWER BOIS D'ARC CREEK RESERVOIR | NEW MAJOR RESERVOIR | 55 | 698 | 774 | 935 | 680 | 503
C | SACHSE | C | NTMWD - MAIN STEM PUMP STATION | INDIRECT REUSE | 174 | 220 | 163 | 103 | 4 | 0
C | SACHSE | C | NTMWD - OKLAHOMA | OTHER SURFACE WATER | 0 | 0 | 0 | 0 | 0 | 221
C | SACHSE | C | NTMWD - TEXOMA BLENDING | OTHER SURFACE WATER | 0 | 0 | 255 | 312 | 398 | 297
C | SACHSE | C | NTMWD - TOLEDO BEND PHASE I | OTHER SURFACE WATER | 0 | 0 | 0 | 0 | 384 | 443
C | SACHSE | C | REMOVAL OF CHAPMAN SILT BARRIER | OTHER SURFACE WATER | 12 | 21 | 21 | 26 | 20 | 13
C | SACHSE | C | SULPHUR BASIN SUPPLY | NEW MAJOR RESERVOIR; OTHER SURFACE WATER | 0 | 0 | 0 | 0 | 130 | 387
C | SAGINAW | C | CONSERVATION - SAGINAW | MUNICIPAL CONSERVATION | 10 | 23 | 39 | 54 | 68 | 81
C | SAGINAW | C | CONSERVATION, WATER LOSS CONTROL - SAGINAW | MUNICIPAL CONSERVATION | 16 | 16 | 0 | 0 | 0 | 0
C | SAGINAW | C | FORT WORTH UNALLOCATED SUPPLY UTILIZATION | OTHER SURFACE WATER | 0 | 363 | 469 | 387 | 286 | 194
C | SAGINAW | C | LAKE PALESTINE | OTHER SURFACE WATER | 0 | 0 | 0 | 0 | 503 | 0
C | SAGINAW | C | SULPHUR BASIN SUPPLY | NEW MAJOR RESERVOIR; OTHER SURFACE WATER | 0 | 0 | 0 | 130 | 225 | 1034
C | SAGINAW | C | TRWD - ADDITIONAL CEDAR CREEK AND RICHLAND-CHAMBERS | INDIRECT REUSE; OTHER SURFACE WATER | 0 | 90 | 165 | 129 | 148 | 165
C | SAGINAW | C | TRWD - CEDAR CREEK WETLANDS | INDIRECT REUSE | 0 | 186 | 376 | 558 | 407 | 325
C | SAGINAW | C | TRWD - TEHUACANA | NEW MAJOR RESERVOIR | 0 | 0 | 178 | 308 | 132 | 154
C | SANGER | I | ANRA-COL - LAKE COLUMBIA | NEW MAJOR RESERVOIR | 0 | 0 | 0 | 0 | 0 | 52
C | SANGER | C | CONSERVATION - SANGER | MUNICIPAL CONSERVATION | 4 | 10 | 18 | 28 | 42 | 61
C | SANGER | C | CONSERVATION, WATER LOSS CONTROL - SANGER | MUNICIPAL CONSERVATION | 6 | 6 | 0 | 0 | 0 | 0
C | SANGER | C | DWU - MAIN STEM REUSE | NEW MAJOR RESERVOIR | 0 | 2 | 13 | 92 | 133 | 138
C | SANGER | C | LAKE PALESTINE | OTHER SURFACE WATER | 0 | 8 | 40 | 84 | 104 | 98
C | SANGER | C | REMOVAL OF CHAPMAN SILT BARRIER | OTHER SURFACE WATER | 0 | 2 | 5 | 8 | 9 | 10
C | SANGER | C | SULPHUR BASIN SUPPLY | NEW MAJOR RESERVOIR; OTHER SURFACE WATER | 0 | 0 | 0 | 0 | 45 | 396
C | SANGER | I | UNM-ROR-NECHES RUN OF RIVER | OTHER SURFACE WATER | 0 | 0 | 0 | 0 | 46 | 44
C | SANGER | C | UTRWD - CONTRACT RENEWAL WITH COMMERCE FOR LAKE CHAPMAN WATER | INDIRECT REUSE; OTHER SURFACE WATER | 0 | 0 | 21 | 38 | 43 | 98
C | SANGER | C | UTRWD - RALPH HALL RESERVOIR AND REUSE | INDIRECT REUSE; NEW MAJOR RESERVOIR | 0 | 71 | 240 | 438 | 641 | 567
C | SANSOM PARK | C | CONSERVATION - SANSOM PARK | MUNICIPAL CONSERVATION | 2 | 4 | 6 | 8 | 11 | 14
C | SANSOM PARK | C | CONSERVATION, WATER LOSS CONTROL - SANSOM PARK | MUNICIPAL CONSERVATION | 3 | 3 | 0 | 0 | 0 | 0
C | SANSOM PARK | C | FORT WORTH UNALLOCATED SUPPLY UTILIZATION | OTHER SURFACE WATER | 0 | 0 | 1 | 4 | 5 | 5
C | SANSOM PARK | C | LAKE PALESTINE | OTHER SURFACE WATER | 0 | 0 | 0 | 0 | 6 | 0
C | SANSOM PARK | C | SULPHUR BASIN SUPPLY | NEW MAJOR RESERVOIR; OTHER SURFACE WATER | 0 | 0 | 0 | 1 | 2 | 20
C | SANSOM PARK | C | TRWD - ADDITIONAL CEDAR CREEK AND RICHLAND-CHAMBERS | INDIRECT REUSE; OTHER SURFACE WATER | 0 | 0 | 0 | 0 | 1 | 4
C | SANSOM PARK | C | TRWD - CEDAR CREEK WETLANDS | INDIRECT REUSE | 0 | 0 | 0 | 2 | 4 | 6
C | SANSOM PARK | C | TRWD - TEHUACANA | NEW MAJOR RESERVOIR | 0 | 0 | 0 | 0 | 2 | 3
C | SARDIS-LONE ELM WSC | C | CONSERVATION - SARDIS-LONE ELM WSC | MUNICIPAL CONSERVATION | 52 | 104 | 174 | 212 | 245 | 268
C | SARDIS-LONE ELM WSC | C | CONSERVATION, WATER LOSS CONTROL - SARDIS-LONE ELM WSC | MUNICIPAL CONSERVATION | 20 | 20 | 0 | 0 | 0 | 0
C | SARDIS-LONE ELM WSC | C | SULPHUR BASIN SUPPLY | NEW MAJOR RESERVOIR; OTHER SURFACE WATER | 0 | 0 | 0 | 260 | 356 | 1382
C | SARDIS-LONE ELM WSC | C | TRWD - ADDITIONAL CEDAR CREEK AND RICHLAND-CHAMBERS | INDIRECT REUSE; OTHER SURFACE WATER | 1121 | 366 | 258 | 129 | 118 | 110
C | SARDIS-LONE ELM WSC | C | TRWD - CEDAR CREEK WETLANDS | INDIRECT REUSE | 0 | 2103 | 2836 | 3038 | 2327 | 2464
C | SARDIS-LONE ELM WSC | C | TRWD - TEHUACANA | NEW MAJOR RESERVOIR | 0 | 0 | 277 | 465 | 1296 | 1699
C | SARDIS-LONE ELM WSC | I | UNM-ROR-NECHES RUN OF RIVER | OTHER SURFACE WATER | 0 | 0 | 0 | 0 | 398 | 0
C | SAVOY | C | CONSERVATION - SAVOY | MUNICIPAL CONSERVATION | 0 | 1 | 1 | 1 | 2 | 2
C | SAVOY | C | CONSERVATION, WATER LOSS CONTROL - SAVOY | MUNICIPAL CONSERVATION | 0 | 0 | 0 | 0 | 0 | 0
C | SAVOY | C | NTMWD - LOWER BOIS D'ARC CREEK RESERVOIR | NEW MAJOR RESERVOIR | 0 | 31 | 43 | 47 | 54 | 63
C | SCURRY | C | CONSERVATION - SCURRY | MUNICIPAL CONSERVATION | 0 | 0 | 1 | 2 | 3 | 8
C | SCURRY | C | CONSERVATION, WATER LOSS CONTROL - SCURRY | MUNICIPAL CONSERVATION | 0 | 0 | 0 | 0 | 0 | 0
C | SCURRY | C | NTMWD - ADDITIONAL LAKE LAVON | OTHER SURFACE WATER | 1 | 2 | 2 | 5 | 4 | 6
C | SCURRY | C | NTMWD - LOWER BOIS D'ARC CREEK RESERVOIR | NEW MAJOR RESERVOIR | 1 | 11 | 14 | 25 | 26 | 42
C | SCURRY | C | NTMWD - MAIN STEM PUMP STATION | INDIRECT REUSE | 3 | 3 | 3 | 3 | 0 | 0
C | SCURRY | C | NTMWD - OKLAHOMA | OTHER SURFACE WATER | 0 | 0 | 0 | 0 | 0 | 19
C | SCURRY | C | NTMWD - TEXOMA BLENDING | OTHER SURFACE WATER | 0 | 0 | 5 | 8 | 16 | 25
C | SCURRY | C | NTMWD - TOLEDO BEND PHASE I | OTHER SURFACE WATER | 0 | 0 | 0 | 0 | 15 | 37
C | SCURRY | C | REMOVAL OF CHAPMAN SILT BARRIER | OTHER SURFACE WATER | 0 | 1 | 0 | 0 | 0 | 2
C | SCURRY | C | SULPHUR BASIN SUPPLY | NEW MAJOR RESERVOIR; OTHER SURFACE WATER | 0 | 0 | 0 | 0 | 5 | 32
C | SEAGOVILLE | I | ANRA-COL - LAKE COLUMBIA | NEW MAJOR RESERVOIR | 0 | 0 | 0 | 0 | 0 | 192
C | SEAGOVILLE | C | CONSERVATION - SEAGOVILLE | MUNICIPAL CONSERVATION | 7 | 16 | 28 | 42 | 60 | 71
C | SEAGOVILLE | C | CONSERVATION, WATER LOSS CONTROL - SEAGOVILLE | MUNICIPAL CONSERVATION | 10 | 10 | 0 | 0 | 0 | 0
C | SEAGOVILLE | C | DWU - MAIN STEM REUSE | NEW MAJOR RESERVOIR | 149 | 131 | 203 | 498 | 650 | 743
C | SEAGOVILLE | C | DWU UNALLOCATED SUPPLY UTILIZATION | INDIRECT REUSE; OTHER SURFACE WATER | 666 | 780 | 856 | 1013 | 1243 | 1249
C | SEAGOVILLE | C | LAKE PALESTINE | OTHER SURFACE WATER | 0 | 223 | 456 | 411 | 416 | 364
C | SEAGOVILLE | I | UNM-ROR-NECHES RUN OF RIVER | OTHER SURFACE WATER | 0 | 0 | 0 | 0 | 183 | 162
C | SEIS LAGOS UD | C | CONSERVATION - SEIS LAGOS UD | MUNICIPAL CONSERVATION | 31 | 36 | 41 | 43 | 45 | 47
C | SEIS LAGOS UD | C | CONSERVATION, WATER LOSS CONTROL - SEIS LAGOS UD | MUNICIPAL CONSERVATION | 3 | 3 | 0 | 0 | 0 | 0
C | SEIS LAGOS UD | C | NTMWD - ADDITIONAL LAKE LAVON | OTHER SURFACE WATER | 3 | 11 | 13 | 16 | 11 | 8
C | SEIS LAGOS UD | C | NTMWD - LOWER BOIS D'ARC CREEK RESERVOIR | NEW MAJOR RESERVOIR | 2 | 66 | 77 | 96 | 71 | 53
C | SEIS LAGOS UD | C | NTMWD - MAIN STEM PUMP STATION | INDIRECT REUSE | 7 | 21 | 16 | 11 | 0 | 0
C | SEIS LAGOS UD | C | NTMWD - OKLAHOMA | OTHER SURFACE WATER | 0 | 0 | 0 | 0 | 0 | 23
C | SEIS LAGOS UD | C | NTMWD - TEXOMA BLENDING | OTHER SURFACE WATER | 0 | 0 | 25 | 32 | 42 | 32
C | SEIS LAGOS UD | C | NTMWD - TOLEDO BEND PHASE I | OTHER SURFACE WATER | 0 | 0 | 0 | 0 | 40 | 47
C | SEIS LAGOS UD | C | REMOVAL OF CHAPMAN SILT BARRIER | OTHER SURFACE WATER | 1 | 3 | 3 | 2 | 1 | 1
C | SEIS LAGOS UD | C | SULPHUR BASIN SUPPLY | NEW MAJOR RESERVOIR; OTHER SURFACE WATER | 0 | 0 | 0 | 0 | 14 | 41
C | SEVEN POINTS | C | CONSERVATION - SEVEN POINTS | MUNICIPAL CONSERVATION | 5 | 9 | 14 | 20 | 26 | 32
C | SEVEN POINTS | C | CONSERVATION, WATER LOSS CONTROL - SEVEN POINTS | MUNICIPAL CONSERVATION | 2 | 2 | 0 | 0 | 0 | 0
C | SEVEN POINTS | C | DWU - MAIN STEM REUSE | NEW MAJOR RESERVOIR | 0 | 0 | 0 | 0 | 80 | 0
C | SEVEN POINTS | C | SULPHUR BASIN SUPPLY | NEW MAJOR RESERVOIR; OTHER SURFACE WATER | 0 | 0 | 0 | 17 | 36 | 197
C | SEVEN POINTS | C | TRWD - ADDITIONAL CEDAR CREEK AND RICHLAND-CHAMBERS | INDIRECT REUSE; OTHER SURFACE WATER | 38 | 63 | 70 | 82 | 152 | 218
C | SEVEN POINTS | C | TRWD - CEDAR CREEK WETLANDS | INDIRECT REUSE | 0 | 17 | 40 | 74 | 66 | 62
C | SEVEN POINTS | C | TRWD - TEHUACANA | NEW MAJOR RESERVOIR | 0 | 0 | 19 | 40 | 21 | 29
C | SHADY SHORES | I | ANRA-COL - LAKE COLUMBIA | NEW MAJOR RESERVOIR | 0 | 0 | 0 | 0 | 0 | 10
C | SHADY SHORES | C | CONSERVATION - SHADY SHORES | MUNICIPAL CONSERVATION | 2 | 3 | 5 | 7 | 8 | 10
C | SHADY SHORES | C | CONSERVATION, WATER LOSS CONTROL - SHADY SHORES | MUNICIPAL CONSERVATION | 2 | 2 | 0 | 0 | 0 | 0
C | SHADY SHORES | C | DWU - MAIN STEM REUSE | NEW MAJOR RESERVOIR | 0 | 3 | 7 | 31 | 32 | 27
C | SHADY SHORES | C | LAKE PALESTINE | OTHER SURFACE WATER | 0 | 8 | 21 | 28 | 25 | 19
C | SHADY SHORES | C | REMOVAL OF CHAPMAN SILT BARRIER | OTHER SURFACE WATER | 0 | 2 | 2 | 3 | 2 | 2
C | SHADY SHORES | C | SULPHUR BASIN SUPPLY | NEW MAJOR RESERVOIR; OTHER SURFACE WATER | 0 | 0 | 0 | 0 | 11 | 78
C | SHADY SHORES | I | UNM-ROR-NECHES RUN OF RIVER | OTHER SURFACE WATER | 0 | 0 | 0 | 0 | 11 | 8
C | SHADY SHORES | C | UTRWD - CONTRACT RENEWAL WITH COMMERCE FOR LAKE CHAPMAN WATER | INDIRECT REUSE; OTHER SURFACE WATER | 0 | 0 | 11 | 12 | 11 | 19
C | SHADY SHORES | C | UTRWD - RALPH HALL RESERVOIR AND REUSE | INDIRECT REUSE; NEW MAJOR RESERVOIR | 0 | 78 | 125 | 149 | 158 | 111
C | SHERMAN | C | CONSERVATION - SHERMAN | MUNICIPAL CONSERVATION | 140 | 236 | 358 | 458 | 651 | 992
C | SHERMAN | C | CONSERVATION, WATER LOSS CONTROL - SHERMAN | MUNICIPAL CONSERVATION | 53 | 53 | 0 | 0 | 0 | 0
C | SHERMAN | C | GTUA - GRAYSON COUNTY WSP | OTHER SURFACE WATER | 0 | 97 | 713 | 1844 | 4728 | 10826
C | SOUTH GRAYSON WSC | C | CONSERVATION - SOUTH GRAYSON WSC | MUNICIPAL CONSERVATION | 2 | 4 | 7 | 10 | 14 | 18
C | SOUTH GRAYSON WSC | C | CONSERVATION, WATER LOSS CONTROL - SOUTH GRAYSON WSC | MUNICIPAL CONSERVATION | 3 | 3 | 0 | 0 | 0 | 0
C | SOUTH GRAYSON WSC | C | GTUA - GRAYSON COUNTY WSP | OTHER SURFACE WATER | 95 | 93 | 93 | 90 | 86 | 82
C | SOUTHLAKE | C | CONSERVATION - SOUTHLAKE | MUNICIPAL CONSERVATION | 204 | 336 | 517 | 650 | 797 | 962
C | SOUTHLAKE | C | CONSERVATION, WATER LOSS CONTROL - SOUTHLAKE | MUNICIPAL CONSERVATION | 58 | 58 | 0 | 0 | 0 | 0
C | SOUTHLAKE | C | FORT WORTH UNALLOCATED SUPPLY UTILIZATION | OTHER SURFACE WATER | 0 | 1333 | 1814 | 1636 | 1370 | 1038
C | SOUTHLAKE | C | LAKE PALESTINE | OTHER SURFACE WATER | 0 | 0 | 0 | 0 | 2235 | 0
C | SOUTHLAKE | C | SULPHUR BASIN SUPPLY | NEW MAJOR RESERVOIR; OTHER SURFACE WATER | 0 | 0 | 0 | 1984 | 1001 | 5197
C | SOUTHLAKE | C | TRWD - ADDITIONAL CEDAR CREEK AND RICHLAND-CHAMBERS | INDIRECT REUSE; OTHER SURFACE WATER | 0 | 249 | 557 | 497 | 662 | 831
C | SOUTHLAKE | C | TRWD - CEDAR CREEK WETLANDS | INDIRECT REUSE | 0 | 514 | 1264 | 1248 | 1815 | 1634
C | SOUTHLAKE | C | TRWD - TEHUACANA | NEW MAJOR RESERVOIR | 0 | 0 | 597 | 590 | 588 | 772
C | SOUTHMAYD | C | CONSERVATION - SOUTHMAYD | MUNICIPAL CONSERVATION | 0 | 1 | 1 | 2 | 3 | 5
C | SOUTHMAYD | C | CONSERVATION, WATER LOSS CONTROL - SOUTHMAYD | MUNICIPAL CONSERVATION | 0 | 0 | 0 | 0 | 0 | 0
C | SOUTHMAYD | C | GTUA - GRAYSON COUNTY WSP | OTHER SURFACE WATER | 0 | 0 | 49 | 48 | 72 | 95
C | SOUTHMAYD | C | SOUTHMAYD NEW WELL IN WOODBINE | GROUNDWATER WELLS AND OTHER | 0 | 0 | 0 | 0 | 0 | 77
C | SOUTHWEST FANNIN COUNTY SUD | C | CONSERVATION - SOUTHWEST FANNIN COUNTY SUD | MUNICIPAL CONSERVATION | 2 | 4 | 8 | 12 | 19 | 28
C | SOUTHWEST FANNIN COUNTY SUD | C | CONSERVATION, WATER LOSS CONTROL - SOUTHWEST FANNIN COUNTY SUD | MUNICIPAL CONSERVATION | 3 | 3 | 0 | 0 | 0 | 0
C | SOUTHWEST FANNIN COUNTY SUD | C | NTMWD - LOWER BOIS D'ARC CREEK RESERVOIR | NEW MAJOR RESERVOIR | 0 | 336 | 434 | 545 | 778 | 1045
C | SOUTHWEST FANNIN COUNTY SUD | C | SOUTHWEST FANNIN CO SUD ADDITIONAL GROUNDWATER (WITH TRANSMISSION FACILITIES) | GROUNDWATER WELLS AND OTHER | 0 | 100 | 100 | 100 | 100 | 100
C | SPRINGTOWN | C | CONSERVATION - SPRINGTOWN | MUNICIPAL CONSERVATION | 2 | 5 | 7 | 10 | 12 | 15
C | SPRINGTOWN | C | CONSERVATION, WATER LOSS CONTROL - SPRINGTOWN | MUNICIPAL CONSERVATION | 3 | 3 | 0 | 0 | 0 | 0
C | SPRINGTOWN | C | DWU - MAIN STEM REUSE | NEW MAJOR RESERVOIR | 0 | 0 | 0 | 0 | 79 | 0
C | SPRINGTOWN | C | SPRINGTOWN NEW WELLS IN TRINITY AQUIFER | GROUNDWATER WELLS AND OTHER | 70 | 70 | 70 | 70 | 70 | 70
C | SPRINGTOWN | C | SULPHUR BASIN SUPPLY | NEW MAJOR RESERVOIR; OTHER SURFACE WATER | 0 | 0 | 0 | 27 | 37 | 146
C | SPRINGTOWN | C | TRWD - ADDITIONAL CEDAR CREEK AND RICHLAND-CHAMBERS | INDIRECT REUSE; OTHER SURFACE WATER | 67 | 80 | 54 | 27 | 24 | 23
C | SPRINGTOWN | C | TRWD - CEDAR CREEK WETLANDS | INDIRECT REUSE | 0 | 164 | 124 | 114 | 66 | 46
C | SPRINGTOWN | C | TRWD - TEHUACANA | NEW MAJOR RESERVOIR | 0 | 0 | 59 | 62 | 21 | 22
C | ST. PAUL | C | CONSERVATION - ST PAUL | MUNICIPAL CONSERVATION | 1 | 2 | 3 | 4 | 6 | 7
C | ST. PAUL | C | CONSERVATION, WATER LOSS CONTROL - ST. PAUL | MUNICIPAL CONSERVATION | 1 | 1 | 0 | 0 | 0 | 0
C | ST. PAUL | C | NTMWD - ADDITIONAL LAKE LAVON | OTHER SURFACE WATER | 5 | 8 | 9 | 11 | 8 | 5
C | ST. PAUL | C | NTMWD - LOWER BOIS D'ARC CREEK RESERVOIR | NEW MAJOR RESERVOIR | 3 | 44 | 53 | 66 | 49 | 36
C | ST. PAUL | C | NTMWD - MAIN STEM PUMP STATION | INDIRECT REUSE | 10 | 14 | 11 | 7 | 0 | 0
C | ST. PAUL | C | NTMWD - OKLAHOMA | OTHER SURFACE WATER | 0 | 0 | 0 | 0 | 0 | 16
C | ST. PAUL | C | NTMWD - TEXOMA BLENDING | OTHER SURFACE WATER | 0 | 0 | 17 | 22 | 28 | 21
C | ST. PAUL | C | NTMWD - TOLEDO BEND PHASE I | OTHER SURFACE WATER | 0 | 0 | 0 | 0 | 28 | 32
C | ST. PAUL | C | REMOVAL OF CHAPMAN SILT BARRIER | OTHER SURFACE WATER | 1 | 1 | 2 | 2 | 3 | 2
C | ST. PAUL | C | SULPHUR BASIN SUPPLY | NEW MAJOR RESERVOIR; OTHER SURFACE WATER | 0 | 0 | 0 | 0 | 9 | 28
C | STEAM ELECTRIC POWER, COLLIN | C | NTMWD - ADDITIONAL LAKE LAVON | OTHER SURFACE WATER | 13 | 16 | 21 | 19 | 18 | 11
C | STEAM ELECTRIC POWER, COLLIN | C | NTMWD - LOWER BOIS D'ARC CREEK RESERVOIR | NEW MAJOR RESERVOIR | 10 | 92 | 125 | 133 | 145 | 99
C | STEAM ELECTRIC POWER, COLLIN | C | NTMWD - MAIN STEM PUMP STATION | INDIRECT REUSE | 31 | 29 | 26 | 3 | 1 | 0
C | STEAM ELECTRIC POWER, COLLIN | C | NTMWD - OKLAHOMA | OTHER SURFACE WATER | 0 | 0 | 0 | 0 | 0 | 35
C | STEAM ELECTRIC POWER, COLLIN | C | NTMWD - TEXOMA BLENDING | OTHER SURFACE WATER | 0 | 0 | 41 | 41 | 39 | 26
C | STEAM ELECTRIC POWER, COLLIN | C | NTMWD - TOLEDO BEND PHASE I | OTHER SURFACE WATER | 0 | 0 | 0 | 0 | 66 | 70
C | STEAM ELECTRIC POWER, COLLIN | C | REMOVAL OF CHAPMAN SILT BARRIER | OTHER SURFACE WATER | 2 | 4 | 4 | 3 | 3 | 4
C | STEAM ELECTRIC POWER, COLLIN | C | SULPHUR BASIN SUPPLY | NEW MAJOR RESERVOIR; OTHER SURFACE WATER | 0 | 0 | 0 | 0 | 22 | 61
C | STEAM ELECTRIC POWER, DALLAS | I | ANRA-COL - LAKE COLUMBIA | NEW MAJOR RESERVOIR | 0 | 0 | 0 | 0 | 0 | 284
C | STEAM ELECTRIC POWER, DALLAS | C | DWU - MAIN STEM REUSE | NEW MAJOR RESERVOIR | 232 | 159 | 272 | 748 | 780 | 757
C | STEAM ELECTRIC POWER, DALLAS | C | LAKE PALESTINE | OTHER SURFACE WATER | 0 | 505 | 856 | 682 | 612 | 539
C | STEAM ELECTRIC POWER, DALLAS | C | TRINITY RIVER AUTHORITY DALLAS COUNTY REUSE (SEP) | INDIRECT REUSE | 0 | 2000 | 2000 | 2000 | 2000 | 2000
C | STEAM ELECTRIC POWER, DALLAS | I | UNM-ROR-NECHES RUN OF RIVER | OTHER SURFACE WATER | 0 | 0 | 0 | 0 | 269 | 240
C | STEAM ELECTRIC POWER, ELLIS | C | DREDGE LAKE WAXAHACHIE | OTHER SURFACE WATER | 0 | 0 | 96 | 705 | 534 | 0
C | STEAM ELECTRIC POWER, ELLIS | C | DWU - MAIN STEM REUSE | NEW MAJOR RESERVOIR | 0 | 0 | 0 | 0 | 1026 | 0
C | STEAM ELECTRIC POWER, ELLIS | C | MIDLOTHIAN UNALLOCATED SUPPLY UTILIZATION | OTHER SURFACE WATER | 5 | 38 | 54 | 58 | 58 | 54
C | STEAM ELECTRIC POWER, ELLIS | C | SULPHUR BASIN SUPPLY | NEW MAJOR RESERVOIR; OTHER SURFACE WATER | 0 | 0 | 0 | 439 | 1078 | 2009
C | STEAM ELECTRIC POWER, ELLIS | C | TRINITY RIVER AUTHORITY ELLIS COUNTY REUSE (SEP) | OTHER DIRECT REUSE | 0 | 0 | 0 | 0 | 2200 | 4700
C | STEAM ELECTRIC POWER, ELLIS | C | TRWD - ADDITIONAL CEDAR CREEK AND RICHLAND-CHAMBERS | INDIRECT REUSE; OTHER SURFACE WATER | 0 | 4 | 622 | 720 | 516 | 751
C | STEAM ELECTRIC POWER, ELLIS | C | TRWD - CEDAR CREEK WETLANDS | INDIRECT REUSE | 0 | 8 | 300 | 1248 | 981 | 1475
C | STEAM ELECTRIC POWER, ELLIS | C | TRWD - TEHUACANA | NEW MAJOR RESERVOIR | 0 | 0 | 191 | 385 | 602 | 697
C | STEAM ELECTRIC POWER, ELLIS | C | WAXAHACHIE UNALLOCATED SUPPLY UTILIZATION | INDIRECT REUSE; OTHER SURFACE WATER | 0 | 0 | 1029 | 1242 | 802 | 0
C | STEAM ELECTRIC POWER, FANNIN | C | FANNIN COUNTY SEP - CONNECT TO AND PURCHASE WATER FROM LAKE TEXOMA | OTHER SURFACE WATER | 0 | 9000 | 9000 | 9000 | 9000 | 9000
C | STEAM ELECTRIC POWER, FREESTONE | C | DWU - MAIN STEM REUSE | NEW MAJOR RESERVOIR | 0 | 0 | 0 | 0 | 874 | 0
C | STEAM ELECTRIC POWER, FREESTONE | C | SULPHUR BASIN SUPPLY | NEW MAJOR RESERVOIR; OTHER SURFACE WATER | 0 | 0 | 0 | 452 | 782 | 7051
C | STEAM ELECTRIC POWER, FREESTONE | C | TRINITY RIVER AUTHORITY FREESTONE CO. REUSE (SEP) | INDIRECT REUSE | 0 | 0 | 0 | 6760 | 6760 | 6760
C | STEAM ELECTRIC POWER, FREESTONE | C | TRWD - ADDITIONAL CEDAR CREEK AND RICHLAND-CHAMBERS | INDIRECT REUSE; OTHER SURFACE WATER | 0 | 197 | 302 | 223 | 258 | 1403
C | STEAM ELECTRIC POWER, FREESTONE | C | TRWD - CEDAR CREEK WETLANDS | INDIRECT REUSE | 0 | 407 | 688 | 967 | 709 | 2762
C | STEAM ELECTRIC POWER, FREESTONE | C | TRWD - TEHUACANA | NEW MAJOR RESERVOIR | 0 | 0 | 325 | 536 | 230 | 1305
C | STEAM ELECTRIC POWER, GRAYSON | C | TEXOMA RAW WATER TO GRAYSON CO. SEP | OTHER SURFACE WATER | 0 | 6548 | 6548 | 6548 | 6548 | 6548
C | STEAM ELECTRIC POWER, HENDERSON | C | DWU - MAIN STEM REUSE | NEW MAJOR RESERVOIR | 0 | 0 | 0 | 0 | 903 | 0
C | STEAM ELECTRIC POWER, HENDERSON | C | SULPHUR BASIN SUPPLY | NEW MAJOR RESERVOIR; OTHER SURFACE WATER | 0 | 0 | 0 | 200 | 404 | 2127
C | STEAM ELECTRIC POWER, HENDERSON | C | TRWD - ADDITIONAL CEDAR CREEK AND RICHLAND-CHAMBERS | INDIRECT REUSE; OTHER SURFACE WATER | 0 | 132 | 3836 | 3290 | 1129 | 1347
C | STEAM ELECTRIC POWER, HENDERSON | C | TRWD - CEDAR CREEK WETLANDS | INDIRECT REUSE | 0 | 272 | 506 | 855 | 732 | 669
C | STEAM ELECTRIC POWER, HENDERSON | C | TRWD - TEHUACANA | NEW MAJOR RESERVOIR | 0 | 0 | 239 | 473 | 237 | 316
C | STEAM ELECTRIC POWER, HENDERSON | C | TRWD UNALLOCATED SUPPLY UTILIZATION | OTHER SURFACE WATER | 4500 | 4096 | 369 | 1143 | 3545 | 3491
C | STEAM ELECTRIC POWER, JACK | C | DWU - MAIN STEM REUSE | NEW MAJOR RESERVOIR | 0 | 0 | 0 | 0 | 457 | 0
C | STEAM ELECTRIC POWER, JACK | C | SULPHUR BASIN SUPPLY | NEW MAJOR RESERVOIR; OTHER SURFACE WATER | 0 | 0 | 0 | 111 | 205 | 1002
C | STEAM ELECTRIC POWER, JACK | C | TRWD - ADDITIONAL CEDAR CREEK AND RICHLAND-CHAMBERS | INDIRECT REUSE; OTHER SURFACE WATER | 0 | 85 | 140 | 111 | 136 | 160
C | STEAM ELECTRIC POWER, JACK | C | TRWD - CEDAR CREEK WETLANDS | INDIRECT REUSE | 0 | 174 | 316 | 475 | 370 | 315
C | STEAM ELECTRIC POWER, JACK | C | TRWD - TEHUACANA | NEW MAJOR RESERVOIR | 0 | 0 | 149 | 262 | 120 | 149
C | STEAM ELECTRIC POWER, KAUFMAN | C | NTMWD - ADDITIONAL LAKE LAVON | OTHER SURFACE WATER | 20 | 30 | 32 | 37 | 26 | 18
C | STEAM ELECTRIC POWER, KAUFMAN | C | NTMWD - LOWER BOIS D'ARC CREEK RESERVOIR | NEW MAJOR RESERVOIR | 15 | 172 | 190 | 230 | 167 | 123
C | STEAM ELECTRIC POWER, KAUFMAN | C | NTMWD - MAIN STEM PUMP STATION | INDIRECT REUSE | 49 | 54 | 40 | 25 | 1 | 0
C | STEAM ELECTRIC POWER, KAUFMAN | C | NTMWD - OKLAHOMA | OTHER SURFACE WATER | 0 | 0 | 0 | 0 | 0 | 54
C | STEAM ELECTRIC POWER, KAUFMAN | C | NTMWD - TEXOMA BLENDING | OTHER SURFACE WATER | 0 | 0 | 62 | 77 | 98 | 73
C | STEAM ELECTRIC POWER, KAUFMAN | C | NTMWD - TOLEDO BEND PHASE I | OTHER SURFACE WATER | 0 | 0 | 0 | 0 | 94 | 108
C | STEAM ELECTRIC POWER, KAUFMAN | C | REMOVAL OF CHAPMAN SILT BARRIER | OTHER SURFACE WATER | 4 | 6 | 5 | 6 | 4 | 3
C | STEAM ELECTRIC POWER, KAUFMAN | C | SULPHUR BASIN SUPPLY | NEW MAJOR RESERVOIR; OTHER SURFACE WATER | 0 | 0 | 0 | 0 | 32 | 95
C | STEAM ELECTRIC POWER, KAUFMAN | C | TRINITY RIVER AUTHORITY KAUFMAN CO. REUSE (SEP) | INDIRECT REUSE | 1000 | 1000 | 1000 | 1000 | 1000 | 1000
C | STEAM ELECTRIC POWER, NAVARRO | C | CORSICANA UNALLOCATED SUPPLY UTILIZATION | OTHER SURFACE WATER | 0 | 5440 | 5440 | 5440 | 5440 | 5440
C | STEAM ELECTRIC POWER, NAVARRO | C | SULPHUR BASIN SUPPLY | NEW MAJOR RESERVOIR; OTHER SURFACE WATER | 0 | 0 | 0 | 3675 | 3535 | 4931
C | STEAM ELECTRIC POWER, NAVARRO | C | TRWD - ADDITIONAL CEDAR CREEK AND RICHLAND-CHAMBERS | INDIRECT REUSE; OTHER SURFACE WATER | 8000 | 2614 | 1841 | 921 | 1414 | 788
C | STEAM ELECTRIC POWER, NAVARRO | C | TRWD - CEDAR CREEK WETLANDS | INDIRECT REUSE | 0 | 5386 | 4183 | 2312 | 2305 | 1550
C | STEAM ELECTRIC POWER, NAVARRO | C | TRWD - TEHUACANA | NEW MAJOR RESERVOIR | 0 | 0 | 1976 | 1092 | 746 | 732
C | STEAM ELECTRIC POWER, PARKER | C | DWU - MAIN STEM REUSE | NEW MAJOR RESERVOIR | 0 | 0 | 0 | 0 | 34 | 0
C | STEAM ELECTRIC POWER, PARKER | C | SULPHUR BASIN SUPPLY | NEW MAJOR RESERVOIR; OTHER SURFACE WATER | 0 | 0 | 0 | 9 | 15 | 70
C | STEAM ELECTRIC POWER, PARKER | C | TRWD - ADDITIONAL CEDAR CREEK AND RICHLAND-CHAMBERS | INDIRECT REUSE; OTHER SURFACE WATER | 0 | 7 | 11 | 8 | 9 | 11
C | STEAM ELECTRIC POWER, PARKER | C | TRWD - CEDAR CREEK WETLANDS | INDIRECT REUSE | 0 | 16 | 27 | 38 | 28 | 22
C | STEAM ELECTRIC POWER, PARKER | C | TRWD - TEHUACANA | NEW MAJOR RESERVOIR | 0 | 0 | 13 | 20 | 9 | 10
C | STEAM ELECTRIC POWER, TARRANT | C | DWU - MAIN STEM REUSE | NEW MAJOR RESERVOIR | 0 | 0 | 0 | 0 | 318 | 0
C | STEAM ELECTRIC POWER, TARRANT | C | SULPHUR BASIN SUPPLY | NEW MAJOR RESERVOIR; OTHER SURFACE WATER | 0 | 0 | 0 | 82 | 142 | 655
C | STEAM ELECTRIC POWER, TARRANT | C | TARRANT COUNTY SEP DIRECT REUSE | OTHER DIRECT REUSE | 0 | 1528 | 2360 | 2360 | 2360 | 2360
C | STEAM ELECTRIC POWER, TARRANT | C | TRWD - ADDITIONAL CEDAR CREEK AND RICHLAND-CHAMBERS | INDIRECT REUSE; OTHER SURFACE WATER | 0 | 72 | 111 | 81 | 93 | 105
C | STEAM ELECTRIC POWER, TARRANT | C | TRWD - CEDAR CREEK WETLANDS | INDIRECT REUSE | 0 | 148 | 250 | 353 | 258 | 206
C | STEAM ELECTRIC POWER, TARRANT | C | TRWD - TEHUACANA | NEW MAJOR RESERVOIR | 0 | 0 | 118 | 195 | 84 | 97
C | STEAM ELECTRIC POWER, WISE | C | DWU - MAIN STEM REUSE | NEW MAJOR RESERVOIR | 0 | 0 | 0 | 0 | 429 | 0
C | STEAM ELECTRIC POWER, WISE | C | SULPHUR BASIN SUPPLY | NEW MAJOR RESERVOIR; OTHER SURFACE WATER | 0 | 0 | 0 | 82 | 192 | 983
C | STEAM ELECTRIC POWER, WISE | C | TRWD - ADDITIONAL CEDAR CREEK AND RICHLAND-CHAMBERS | INDIRECT REUSE; OTHER SURFACE WATER | 0 | 43 | 102 | 82 | 126 | 157
C | STEAM ELECTRIC POWER, WISE | C | TRWD - CEDAR CREEK WETLANDS | INDIRECT REUSE | 0 | 88 | 230 | 353 | 347 | 309
C | STEAM ELECTRIC POWER, WISE | C | TRWD - TEHUACANA | NEW MAJOR RESERVOIR | 0 | 0 | 109 | 195 | 113 | 146
C | SUNNYVALE | C | CONSERVATION - SUNNYVALE | MUNICIPAL CONSERVATION | 32 | 72 | 129 | 165 | 218 | 238
C | SUNNYVALE | C | CONSERVATION, WATER LOSS CONTROL - SUNNYVALE | MUNICIPAL CONSERVATION | 12 | 12 | 0 | 0 | 0 | 0
C | SUNNYVALE | C | NTMWD - ADDITIONAL LAKE LAVON | OTHER SURFACE WATER | 33 | 80 | 109 | 147 | 123 | 86
C | SUNNYVALE | C | NTMWD - LOWER BOIS D'ARC CREEK RESERVOIR | NEW MAJOR RESERVOIR | 25 | 457 | 656 | 916 | 801 | 591
C | SUNNYVALE | C | NTMWD - MAIN STEM PUMP STATION | INDIRECT REUSE | 79 | 144 | 138 | 101 | 5 | 0
C | SUNNYVALE | C | NTMWD - OKLAHOMA | OTHER SURFACE WATER | 0 | 0 | 0 | 0 | 0 | 260
C | SUNNYVALE | C | NTMWD - TEXOMA BLENDING | OTHER SURFACE WATER | 0 | 0 | 216 | 305 | 468 | 349
C | SUNNYVALE | C | NTMWD - TOLEDO BEND PHASE I | OTHER SURFACE WATER | 0 | 0 | 0 | 0 | 451 | 521
C | SUNNYVALE | C | REMOVAL OF CHAPMAN SILT BARRIER | OTHER SURFACE WATER | 5 | 14 | 19 | 26 | 22 | 17
C | SUNNYVALE | C | SULPHUR BASIN SUPPLY | NEW MAJOR RESERVOIR; OTHER SURFACE WATER | 0 | 0 | 0 | 1 | 153 | 455
C | TALTY | C | CONSERVATION - TALTY | MUNICIPAL CONSERVATION | 1 | 3 | 5 | 7 | 13 | 26
C | TALTY | C | CONSERVATION, WATER LOSS CONTROL - TALTY | MUNICIPAL CONSERVATION | 2 | 2 | 0 | 0 | 0 | 0
C | TALTY | C | NTMWD - ADDITIONAL LAKE LAVON | OTHER SURFACE WATER | 5 | 10 | 13 | 18 | 16 | 20
C | TALTY | C | NTMWD - LOWER BOIS D'ARC CREEK RESERVOIR | NEW MAJOR RESERVOIR | 4 | 55 | 75 | 110 | 110 | 135
C | TALTY | C | NTMWD - MAIN STEM PUMP STATION | INDIRECT REUSE | 12 | 17 | 16 | 12 | 1 | 0
C | TALTY | C | NTMWD - OKLAHOMA | OTHER SURFACE WATER | 0 | 0 | 0 | 0 | 0 | 59
C | TALTY | C | NTMWD - TEXOMA BLENDING | OTHER SURFACE WATER | 0 | 0 | 25 | 37 | 65 | 80
C | TALTY | C | NTMWD - TOLEDO BEND PHASE I | OTHER SURFACE WATER | 0 | 0 | 0 | 0 | 62 | 118
C | TALTY | C | REMOVAL OF CHAPMAN SILT BARRIER | OTHER SURFACE WATER | 0 | 2 | 2 | 3 | 3 | 3
C | TALTY | C | SULPHUR BASIN SUPPLY | NEW MAJOR RESERVOIR; OTHER SURFACE WATER | 0 | 0 | 0 | 0 | 21 | 104
C | TALTY WSC | C | CONSERVATION - TALTY WSC | MUNICIPAL CONSERVATION | 21 | 39 | 63 | 97 | 136 | 192
C | TALTY WSC | C | CONSERVATION, WATER LOSS CONTROL - TALTY WSC | MUNICIPAL CONSERVATION | 8 | 8 | 0 | 0 | 0 | 0
C | TALTY WSC | C | NTMWD - ADDITIONAL LAKE LAVON | OTHER SURFACE WATER | 23 | 44 | 53 | 86 | 76 | 70
C | TALTY WSC | C | NTMWD - LOWER BOIS D'ARC CREEK RESERVOIR | NEW MAJOR RESERVOIR | 200 | 439 | 533 | 786 | 818 | 976
C | TALTY WSC | C | NTMWD - MAIN STEM PUMP STATION | INDIRECT REUSE | 55 | 77 | 67 | 59 | 3 | 0
C | TALTY WSC | C | NTMWD - OKLAHOMA | OTHER SURFACE WATER | 0 | 0 | 0 | 0 | 0 | 210
C | TALTY WSC | C | NTMWD - TEXOMA BLENDING | OTHER SURFACE WATER | 0 | 0 | 104 | 179 | 290 | 282
C | TALTY WSC | C | NTMWD - TOLEDO BEND PHASE I | OTHER SURFACE WATER | 0 | 0 | 0 | 0 | 280 | 421
C | TALTY WSC | C | REMOVAL OF CHAPMAN SILT BARRIER | OTHER SURFACE WATER | 4 | 7 | 9 | 15 | 14 | 11
C | TALTY WSC | C | SULPHUR BASIN SUPPLY | NEW MAJOR RESERVOIR; OTHER SURFACE WATER | 0 | 0 | 0 | 0 | 95 | 368
C | TEAGUE | C | CONSERVATION - TEAGUE | MUNICIPAL CONSERVATION | 1 | 3 | 5 | 8 | 13 | 18
C | TEAGUE | C | CONSERVATION, WATER LOSS CONTROL - TEAGUE | MUNICIPAL CONSERVATION | 2 | 2 | 0 | 0 | 0 | 0
C | TEAGUE | C | TEAGUE NEW WELLS IN CARRIZO-WILCOX AQUIFER | GROUNDWATER WELLS AND OTHER | 0 | 0 | 0 | 200 | 200 | 200
C | TERRELL | C | CONSERVATION - TERRELL | MUNICIPAL CONSERVATION | 53 | 155 | 259 | 355 | 453 | 574
C | TERRELL | C | CONSERVATION, WATER LOSS CONTROL - TERRELL | MUNICIPAL CONSERVATION | 20 | 20 | 0 | 0 | 0 | 0
C | TERRELL | C | NTMWD - ADDITIONAL LAKE LAVON | OTHER SURFACE WATER | 57 | 173 | 219 | 327 | 271 | 224
C | TERRELL | C | NTMWD - LOWER BOIS D'ARC CREEK RESERVOIR | NEW MAJOR RESERVOIR | 64 | 983 | 1337 | 2046 | 1774 | 1541
C | TERRELL | C | NTMWD - MAIN STEM PUMP STATION | INDIRECT REUSE | 135 | 310 | 277 | 225 | 10 | 0
C | TERRELL | C | NTMWD - OKLAHOMA | OTHER SURFACE WATER | 0 | 0 | 0 | 0 | 0 | 678
C | TERRELL | C | NTMWD - TEXOMA BLENDING | OTHER SURFACE WATER | 0 | 0 | 432 | 662 | 997 | 877
C | TERRELL | C | NTMWD - TOLEDO BEND PHASE I | OTHER SURFACE WATER | 0 | 0 | 0 | 0 | 961 | 1309
C | TERRELL | C | NTMWD UNALLOCATED SUPPLY UTILIZATION | INDIRECT REUSE; OTHER SURFACE WATER | 0 | 0 | 728 | 1907 | 2939 | 3768
C | TERRELL | C | REMOVAL OF CHAPMAN SILT BARRIER | OTHER SURFACE WATER | 8 | 29 | 37 | 58 | 52 | 43
C | TERRELL | C | SULPHUR BASIN SUPPLY | NEW MAJOR RESERVOIR; OTHER SURFACE WATER | 0 | 0 | 0 | 0 | 326 | 1144
C | THE COLONY | I | ANRA-COL - LAKE COLUMBIA | NEW MAJOR RESERVOIR | 0 | 0 | 0 | 0 | 0 | 304
C | THE COLONY | C | CONSERVATION - THE COLONY | MUNICIPAL CONSERVATION | 26 | 58 | 91 | 131 | 164 | 197
C | THE COLONY | C | CONSERVATION, WATER LOSS CONTROL - THE COLONY | MUNICIPAL CONSERVATION | 39 | 39 | 0 | 0 | 0 | 0
C | THE COLONY | C | DWU - MAIN STEM REUSE | NEW MAJOR RESERVOIR | 190 | 152 | 288 | 867 | 869 | 809
C | THE COLONY | C | LAKE PALESTINE | OTHER SURFACE WATER | 0 | 485 | 906 | 792 | 683 | 577
C | THE COLONY | C | NTMWD - ADDITIONAL LAKE LAVON | OTHER SURFACE WATER | 19 | 52 | 60 | 75 | 56 | 42
C | THE COLONY | C | NTMWD - LOWER BOIS D'ARC CREEK RESERVOIR | NEW MAJOR RESERVOIR | 14 | 292 | 357 | 469 | 367 | 290
C | THE COLONY | C | NTMWD - MAIN STEM PUMP STATION | INDIRECT REUSE | 46 | 92 | 75 | 52 | 2 | 0
C | THE COLONY | C | NTMWD - OKLAHOMA | OTHER SURFACE WATER | 0 | 0 | 0 | 0 | 0 | 128
C | THE COLONY | C | NTMWD - TEXOMA BLENDING | OTHER SURFACE WATER | 0 | 0 | 118 | 156 | 214 | 171
C | THE COLONY | C | NTMWD - TOLEDO BEND PHASE I | OTHER SURFACE WATER | 0 | 0 | 0 | 0 | 207 | 255
C | THE COLONY | C | REMOVAL OF CHAPMAN SILT BARRIER | OTHER SURFACE WATER | 3 | 8 | 10 | 13 | 12 | 9
C | THE COLONY | C | SULPHUR BASIN SUPPLY | NEW MAJOR RESERVOIR; OTHER SURFACE WATER | 0 | 0 | 0 | 0 | 70 | 223
C | THE COLONY | I | UNM-ROR-NECHES RUN OF RIVER | OTHER SURFACE WATER | 0 | 0 | 0 | 0 | 301 | 257
C | TIOGA | C | CONSERVATION - TIOGA | MUNICIPAL CONSERVATION | 0 | 1 | 1 | 2 | 7 | 12
C | TIOGA | C | CONSERVATION, WATER LOSS CONTROL - TIOGA | MUNICIPAL CONSERVATION | 1 | 1 | 0 | 0 | 0 | 0
C | TIOGA | C | GTUA - GRAYSON COUNTY WSP | OTHER SURFACE WATER | 0 | 4 | 11 | 18 | 318 | 477
C | TOM BEAN | C | CONSERVATION - TOM BEAN | MUNICIPAL CONSERVATION | 1 | 4 | 7 | 10 | 13 | 22
C | TOM BEAN | C | CONSERVATION, WATER LOSS CONTROL - TOM BEAN | MUNICIPAL CONSERVATION | 1 | 19 | 57 | 64 | 77 | 115
C | TOM BEAN | C | GTUA - GRAYSON COUNTY WSP | OTHER SURFACE WATER | 0 | 14 | 35 | 58 | 109 | 274
C | TOOL | C | CONSERVATION - TOOL | MUNICIPAL CONSERVATION | 8 | 13 | 18 | 22 | 36 | 52
C | TOOL | C | CONSERVATION, WATER LOSS CONTROL - TOOL | MUNICIPAL CONSERVATION | 3 | 3 | 0 | 0 | 0 | 0
C | TOOL | C | DWU - MAIN STEM REUSE | NEW MAJOR RESERVOIR | 0 | 0 | 0 | 0 | 114 | 0
C | TOOL | C | SULPHUR BASIN SUPPLY | NEW MAJOR RESERVOIR; OTHER SURFACE WATER | 0 | 0 | 0 | 19 | 51 | 316
C | TOOL | C | TRWD - ADDITIONAL CEDAR CREEK AND RICHLAND-CHAMBERS | INDIRECT REUSE; OTHER SURFACE WATER | 59 | 89 | 91 | 88 | 214 | 352
C | TOOL | C | TRWD - CEDAR CREEK WETLANDS | INDIRECT REUSE | 0 | 25 | 53 | 83 | 92 | 99
C | TOOL | C | TRWD - TEHUACANA | NEW MAJOR RESERVOIR | 0 | 0 | 25 | 44 | 30 | 47
C | TRENTON | C | CONSERVATION - TRENTON | MUNICIPAL CONSERVATION | 0 | 3 | 15 | 35 | 51 | 70
C | TRENTON | C | CONSERVATION, WATER LOSS CONTROL - TRENTON | MUNICIPAL CONSERVATION | 1 | 1 | 0 | 0 | 0 | 0
C | TRENTON | C | NTMWD - LOWER BOIS D'ARC CREEK RESERVOIR | NEW MAJOR RESERVOIR | 0 | 89 | 508 | 920 | 1250 | 1578
C | TRENTON | C | TRENTON NEW WELLS IN WOODBINE AQUIFER | GROUNDWATER WELLS AND OTHER | 0 | 25 | 25 | 25 | 25 | 25
C | TRINIDAD | C | CONSERVATION - TRINIDAD | MUNICIPAL CONSERVATION | 0 | 1 | 1 | 1 | 2 | 2
C | TRINIDAD | C | CONSERVATION, WATER LOSS CONTROL - TRINIDAD | MUNICIPAL CONSERVATION | 0 | 0 | 0 | 0 | 0 | 0
C | TROPHY CLUB | C | CONSERVATION - TROPHY CLUB | MUNICIPAL CONSERVATION | 202 | 252 | 303 | 322 | 342 | 362
C | TROPHY CLUB | C | CONSERVATION, WATER LOSS CONTROL - TROPHY CLUB | MUNICIPAL CONSERVATION | 31 | 31 | 0 | 0 | 0 | 0
C | TROPHY CLUB | C | FORT WORTH UNALLOCATED SUPPLY UTILIZATION | OTHER SURFACE WATER | 0 | 631 | 735 | 577 | 429 | 291
C | TROPHY CLUB | C | LAKE PALESTINE | OTHER SURFACE WATER | 0 | 0 | 0 | 0 | 666 | 0
C | TROPHY CLUB | C | SULPHUR BASIN SUPPLY | NEW MAJOR RESERVOIR; OTHER SURFACE WATER | 0 | 0 | 0 | 166 | 298 | 1398
C | TROPHY CLUB | C | TRWD - ADDITIONAL CEDAR CREEK AND RICHLAND-CHAMBERS | INDIRECT REUSE; OTHER SURFACE WATER | 0 | 87 | 204 | 165 | 196 | 223
C | TROPHY CLUB | C | TRWD - CEDAR CREEK WETLANDS | INDIRECT REUSE | 0 | 178 | 463 | 713 | 541 | 440
C | TROPHY CLUB | C | TRWD - TEHUACANA | NEW MAJOR RESERVOIR | 0 | 0 | 219 | 393 | 175 | 208
C | TWO WAY SUD | C | CONSERVATION - TWO WAY SUD | MUNICIPAL CONSERVATION | 2 | 6 | 11 | 17 | 28 | 42
C | TWO WAY SUD | C | CONSERVATION, WATER LOSS CONTROL - TWO WAY SUD | MUNICIPAL CONSERVATION | 4 | 4 | 0 | 0 | 0 | 0
C | TWO WAY SUD | C | GTUA - GRAYSON COUNTY WSP | OTHER SURFACE WATER | 0 | 165 | 339 | 541 | 936 | 1338
C | UNIVERSITY PARK | C | CONSERVATION - UNIVERSITY PARK | MUNICIPAL CONSERVATION | 25 | 50 | 74 | 98 | 123 | 147
C | UNIVERSITY PARK | C | CONSERVATION, WATER LOSS CONTROL - UNIVERSITY PARK | MUNICIPAL CONSERVATION | 38 | 38 | 0 | 0 | 0 | 0
C | VALLEY VIEW | C | CONSERVATION - VALLEY VIEW | MUNICIPAL CONSERVATION | 0 | 0 | 1 | 1 | 1 | 1
C | VALLEY VIEW | C | CONSERVATION, WATER LOSS CONTROL - VALLEY VIEW | MUNICIPAL CONSERVATION | 0 | 0 | 0 | 0 | 0 | 0
C | VALLEY VIEW | C | GAINESVILLE UNALLOCATED SUPPLY UTILIZATION | OTHER SURFACE WATER | 0 | 4 | 6 | 9 | 11 | 14
C | VAN ALSTYNE | C | CONSERVATION - VAN ALSTYNE | MUNICIPAL CONSERVATION | 2 | 4 | 7 | 11 | 39 | 65
C | VAN ALSTYNE | C | CONSERVATION, WATER LOSS CONTROL - VAN ALSTYNE | MUNICIPAL CONSERVATION | 3 | 3 | 0 | 0 | 0 | 0
C | VAN ALSTYNE | C | NTMWD - ADDITIONAL LAKE LAVON | OTHER SURFACE WATER | 0 | 2 | 5 | 8 | 39 | 44
C | VAN ALSTYNE | C | NTMWD - LOWER BOIS D'ARC CREEK RESERVOIR | NEW MAJOR RESERVOIR | 0 | 9 | 27 | 53 | 256 | 303
C | VAN ALSTYNE | C | NTMWD - MAIN STEM PUMP STATION | INDIRECT REUSE | 0 | 3 | 6 | 6 | 1 | 0
C | VAN ALSTYNE | C | NTMWD - OKLAHOMA | OTHER SURFACE WATER | 0 | 0 | 0 | 0 | 0 | 134
C | VAN ALSTYNE | C | NTMWD - TEXOMA BLENDING | OTHER SURFACE WATER | 0 | 0 | 9 | 18 | 149 | 173
C | VAN ALSTYNE | C | NTMWD - TOLEDO BEND PHASE I | OTHER SURFACE WATER | 0 | 0 | 0 | 0 | 144 | 258
C | VAN ALSTYNE | C | NTMWD UNALLOCATED SUPPLY UTILIZATION | INDIRECT REUSE; OTHER SURFACE WATER | 0 | 0 | 0 | 0 | 0 | 239
C | VAN ALSTYNE | C | REMOVAL OF CHAPMAN SILT BARRIER | OTHER SURFACE WATER | 0 | 0 | 0 | 2 | 8 | 9
C | VAN ALSTYNE | C | SULPHUR BASIN SUPPLY | NEW MAJOR RESERVOIR; OTHER SURFACE WATER | 0 | 0 | 0 | 0 | 49 | 226
C | VIRGINIA HILL WSC | C | CONSERVATION - VIRGINIA HILL WSC | MUNICIPAL CONSERVATION | 1 | 2 | 3 | 4 | 6 | 8
C | VIRGINIA HILL WSC | C | CONSERVATION, WATER LOSS CONTROL - VIRGINIA HILL WSC | MUNICIPAL CONSERVATION | 1 | 1 | 0 | 0 | 0 | 0
C | WALNUT CREEK SUD | C | CONSERVATION - WALNUT CREEK SUD | MUNICIPAL CONSERVATION | 6 | 14 | 24 | 40 | 75 | 117
C | WALNUT CREEK SUD | C | CONSERVATION, WATER LOSS CONTROL - WALNUT CREEK SUD | MUNICIPAL CONSERVATION | 9 | 9 | 0 | 0 | 0 | 0
C | WALNUT CREEK SUD | C | TRWD - ADDITIONAL CEDAR CREEK AND RICHLAND-CHAMBERS | OTHER SURFACE WATER | 0 | 16 | 19 | 26 | 54 | 181
C | WATAUGA | C | CONSERVATION - WATAUGA | MUNICIPAL CONSERVATION | 10 | 19 | 27 | 35 | 44 | 53
C | WATAUGA | C | CONSERVATION, WATER LOSS CONTROL - WATAUGA | MUNICIPAL CONSERVATION | 14 | 14 | 0 | 0 | 0 | 0
C | WATAUGA | C | FORT WORTH UNALLOCATED SUPPLY UTILIZATION | OTHER SURFACE WATER | 941 | 901 | 685 | 469 | 261 | 128
C | WATAUGA | C | LAKE PALESTINE | OTHER SURFACE WATER | 0 | 0 | 0 | 0 | 328 | 0
C | WATAUGA | C | SULPHUR BASIN SUPPLY | NEW MAJOR RESERVOIR; OTHER SURFACE WATER | 0 | 0 | 0 | 85 | 147 | 676
C | WATAUGA | C | TRWD - ADDITIONAL CEDAR CREEK AND RICHLAND-CHAMBERS | INDIRECT REUSE; OTHER SURFACE WATER | 980 | 972 | 867 | 559 | 98 | 236
C | WATAUGA | C | TRWD - CEDAR CREEK WETLANDS | INDIRECT REUSE | 0 | 147 | 263 | 365 | 267 | 213
C | WATAUGA | C | TRWD - TEHUACANA | NEW MAJOR RESERVOIR | 0 | 0 | 191 | 201 | 91 | 100
C | WAXAHACHIE | C | CONSERVATION - WAXAHACHIE | MUNICIPAL CONSERVATION | 92 | 168 | 279 | 377 | 504 | 668
C | WAXAHACHIE | C | CONSERVATION, IRRIGATION RESTRICTIONS – WAXAHACHIE | MUNICIPAL CONSERVATION | 4 | 9 | 12 | 16 | 20 | 26
C | WAXAHACHIE | C | CONSERVATION, WATER LOSS CONTROL - WAXAHACHIE | MUNICIPAL CONSERVATION | 34 | 34 | 0 | 0 | 0 | 0
C | WAXAHACHIE | C | DREDGE LAKE WAXAHACHIE | OTHER SURFACE WATER | 0 | 0 | 609 | 0 | 0 | 142
C | WAXAHACHIE | C | DWU - MAIN STEM REUSE | NEW MAJOR RESERVOIR | 0 | 0 | 0 | 0 | 152 | 0
C | WAXAHACHIE | C | SULPHUR BASIN SUPPLY | NEW MAJOR RESERVOIR; OTHER SURFACE WATER | 0 | 0 | 0 | 352 | 995 | 3989
C | WAXAHACHIE | C | TRWD - ADDITIONAL CEDAR CREEK AND RICHLAND-CHAMBERS | INDIRECT REUSE; OTHER SURFACE WATER | 0 | 0 | 0 | 0 | 148 | 364
C | WAXAHACHIE | C | TRWD - CEDAR CREEK WETLANDS | INDIRECT REUSE | 0 | 0 | 442 | 284 | 842 | 604
C | WAXAHACHIE | C | TRWD - TEHUACANA | NEW MAJOR RESERVOIR | 0 | 0 | 209 | 584 | 199 | 285
C | WAXAHACHIE | I | UNM-ROR-NECHES RUN OF RIVER | OTHER SURFACE WATER | 0 | 0 | 0 | 0 | 756 | 0
C | WAXAHACHIE | C | WAXAHACHIE UNALLOCATED SUPPLY UTILIZATION | INDIRECT REUSE; OTHER SURFACE WATER | 0 | 0 | 0 | 0 | 0 | 701
C | WEATHERFORD | C | CONSERVATION - WEATHERFORD | MUNICIPAL CONSERVATION | 71 | 134 | 218 | 392 | 667 | 1078
C | WEATHERFORD | C | CONSERVATION – WASTE PROHIBITION, WEATHERFORD | MUNICIPAL CONSERVATION | 19 | 49 | 62 | 114 | 192 | 289
C | WEATHERFORD | C | CONSERVATION, WATER LOSS CONTROL - WEATHERFORD | MUNICIPAL CONSERVATION | 52 | 116 | 1005 | 170 | 266 | 389
C | WEATHERFORD | C | DWU - MAIN STEM REUSE | NEW MAJOR RESERVOIR | 0 | 0 | 0 | 0 | 1594 | 0
C | WEATHERFORD | C | SULPHUR BASIN SUPPLY | NEW MAJOR RESERVOIR; OTHER SURFACE WATER | 0 | 0 | 0 | 148 | 714 | 7644
C | WEATHERFORD | C | TRWD - ADDITIONAL CEDAR CREEK AND RICHLAND-CHAMBERS | INDIRECT REUSE; OTHER SURFACE WATER | 328 | 301 | 10 | 280 | 472 | 1220
C | WEATHERFORD | C | TRWD - CEDAR CREEK WETLANDS | INDIRECT REUSE | 0 | 0 | 23 | 633 | 1294 | 2404
C | WEATHERFORD | C | TRWD - TEHUACANA | NEW MAJOR RESERVOIR | 0 | 0 | 11 | 350 | 419 | 1136
C | WEATHERFORD | C | WEATHERFORD INDIRECT REUSE - LAKE WEATHERFORD/SUNSHINE | INDIRECT REUSE | 2240 | 2240 | 2240 | 2240 | 2240 | 2240
C | WEATHERFORD | C | WEATHERFORD UNALLOCATED SUPPLY UTILIZATION | OTHER SURFACE WATER | 0 | 0 | 0 | 804 | 4023 | 3718
C | WEST CEDAR CREEK MUD | C | CONSERVATION - WEST CEDAR CREEK MUD | MUNICIPAL CONSERVATION | 4 | 10 | 17 | 25 | 40 | 67
C | WEST CEDAR CREEK MUD | C | CONSERVATION, WATER LOSS CONTROL - WEST CEDAR CREEK MUD | MUNICIPAL CONSERVATION | 7 | 7 | 0 | 0 | 0 | 0
C | WEST CEDAR CREEK MUD | C | DWU - MAIN STEM REUSE | NEW MAJOR RESERVOIR | 0 | 0 | 0 | 0 | 300 | 0
C | WEST CEDAR CREEK MUD | C | SULPHUR BASIN SUPPLY | NEW MAJOR RESERVOIR; OTHER SURFACE WATER | 0 | 0 | 0 | 61 | 134 | 858
C | WEST CEDAR CREEK MUD | C | TRWD - ADDITIONAL CEDAR CREEK AND RICHLAND-CHAMBERS | INDIRECT REUSE; OTHER SURFACE WATER | 177 | 258 | 281 | 282 | 554 | 938
C | WEST CEDAR CREEK MUD | C | TRWD - CEDAR CREEK WETLANDS | INDIRECT REUSE | 0 | 79 | 163 | 260 | 244 | 270
C | WEST CEDAR CREEK MUD | C | TRWD - TEHUACANA | NEW MAJOR RESERVOIR | 0 | 0 | 77 | 145 | 79 | 127
C | WEST WISE SUD | C | CONSERVATION - WEST WISE SUD | MUNICIPAL CONSERVATION | 1 | 3 | 4 | 6 | 7 | 9
C | WEST WISE SUD | C | CONSERVATION, WATER LOSS CONTROL - WEST WISE SUD | MUNICIPAL CONSERVATION | 2 | 2 | 0 | 0 | 0 | 0
C | WEST WISE SUD | C | DWU - MAIN STEM REUSE | NEW MAJOR RESERVOIR | 0 | 0 | 0 | 0 | 56 | 0
C | WEST WISE SUD | C | SULPHUR BASIN SUPPLY | NEW MAJOR RESERVOIR; OTHER SURFACE WATER | 0 | 0 | 0 | 14 | 27 | 120
C | WEST WISE SUD | C | TRWD - ADDITIONAL CEDAR CREEK AND RICHLAND-CHAMBERS | INDIRECT REUSE; OTHER SURFACE WATER | 0 | 11 | 18 | 14 | 16 | 20
C | WEST WISE SUD | C | TRWD - CEDAR CREEK WETLANDS | INDIRECT REUSE | 0 | 22 | 41 | 60 | 45 | 38
C | WEST WISE SUD | C | TRWD - TEHUACANA | NEW MAJOR RESERVOIR | 0 | 0 | 20 | 31 | 15 | 18
C | WESTLAKE | C | CONSERVATION - WESTLAKE | MUNICIPAL CONSERVATION | 19 | 45 | 90 | 121 | 156 | 194
C | WESTLAKE | C | CONSERVATION, WATER LOSS CONTROL - WESTLAKE | MUNICIPAL CONSERVATION | 7 | 7 | 0 | 0 | 0 | 0
C | WESTLAKE | C | FORT WORTH UNALLOCATED SUPPLY UTILIZATION | OTHER SURFACE WATER | 0 | 215 | 364 | 345 | 299 | 232
C | WESTLAKE | C | LAKE PALESTINE | OTHER SURFACE WATER | 0 | 0 | 0 | 0 | 495 | 0
C | WESTLAKE | C | SULPHUR BASIN SUPPLY | NEW MAJOR RESERVOIR; OTHER SURFACE WATER | 0 | 0 | 0 | 108 | 223 | 1178
C | WESTLAKE | C | TRWD - ADDITIONAL CEDAR CREEK AND RICHLAND-CHAMBERS | INDIRECT REUSE; OTHER SURFACE WATER | 0 | 44 | 115 | 106 | 147 | 189
C | WESTLAKE | C | TRWD - CEDAR CREEK WETLANDS | INDIRECT REUSE | 0 | 91 | 260 | 461 | 403 | 370
C | WESTLAKE | C | TRWD - TEHUACANA | NEW MAJOR RESERVOIR | 0 | 0 | 123 | 256 | 130 | 175
C | WESTON | C | CONSERVATION - WESTON | MUNICIPAL CONSERVATION | 2 | 7 | 48 | 157 | 312 | 374
C | WESTON | C | CONSERVATION, WATER LOSS CONTROL - WESTON | MUNICIPAL CONSERVATION | 3 | 3 | 0 | 0 | 0 | 0
C | WESTON | C | NTMWD - LOWER BOIS D'ARC CREEK RESERVOIR | NEW MAJOR RESERVOIR | 0 | 829 | 4600 | 11501 | 18301 | 18237
C | WESTON | C | WESTON - NEW WELLS IN WOODBINE AQUIFER | GROUNDWATER WELLS AND OTHER | 71 | 71 | 71 | 71 | 71 | 71
C | WESTOVER HILLS | C | CONSERVATION - WESTOVER HILLS | MUNICIPAL CONSERVATION | 13 | 21 | 30 | 34 | 38 | 42
C | WESTOVER HILLS | C | CONSERVATION – WASTE PROHIBITION, WESTOVER HILLS | MUNICIPAL CONSERVATION | 7 | 15 | 15 | 16 | 16 | 16
C | WESTOVER HILLS | C | CONSERVATION, WATER LOSS CONTROL - WESTOVER HILLS | MUNICIPAL CONSERVATION | 19 | 49 | 45 | 46 | 47 | 48
C | WESTOVER HILLS | C | FORT WORTH UNALLOCATED SUPPLY UTILIZATION | OTHER SURFACE WATER | 0 | 101 | 120 | 96 | 73 | 51
C | WESTOVER HILLS | C | LAKE PALESTINE | OTHER SURFACE WATER | 0 | 0 | 0 | 0 | 99 | 0
C | WESTOVER HILLS | C | SULPHUR BASIN SUPPLY | NEW MAJOR RESERVOIR; OTHER SURFACE WATER | 0 | 0 | 0 | 23 | 44 | 217
C | WESTOVER HILLS | C | TRWD - ADDITIONAL CEDAR CREEK AND RICHLAND-CHAMBERS | INDIRECT REUSE; OTHER SURFACE WATER | 0 | 1 | 24 | 23 | 28 | 35
C | WESTOVER HILLS | C | TRWD - CEDAR CREEK WETLANDS | INDIRECT REUSE | 0 | 2 | 54 | 98 | 80 | 68
C | WESTOVER HILLS | C | TRWD - TEHUACANA | NEW MAJOR RESERVOIR | 0 | 0 | 26 | 54 | 27 | 33
C | WESTWORTH VILLAGE | C | CONSERVATION - WESTWORTH VILLAGE | MUNICIPAL CONSERVATION | 1 | 3 | 4 | 6 | 8 | 11
C | WESTWORTH VILLAGE | C | CONSERVATION, WATER LOSS CONTROL - WESTWORTH VILLAGE | MUNICIPAL CONSERVATION | 2 | 2 | 0 | 0 | 0 | 0
C | WESTWORTH VILLAGE | C | FORT WORTH UNALLOCATED SUPPLY UTILIZATION | OTHER SURFACE WATER | 0 | 44 | 54 | 45 | 35 | 26
C | WESTWORTH VILLAGE | C | LAKE PALESTINE | OTHER SURFACE WATER | 0 | 0 | 0 | 0 | 62 | 0
C | WESTWORTH VILLAGE | C | SULPHUR BASIN SUPPLY | NEW MAJOR RESERVOIR; OTHER SURFACE WATER | 0 | 0 | 0 | 15 | 28 | 135
C | WESTWORTH VILLAGE | C | TRWD - ADDITIONAL CEDAR CREEK AND RICHLAND-CHAMBERS | INDIRECT REUSE; OTHER SURFACE WATER | 0 | 10 | 19 | 15 | 19 | 22
C | WESTWORTH VILLAGE | C | TRWD - CEDAR CREEK WETLANDS | INDIRECT REUSE | 0 | 22 | 43 | 64 | 50 | 42
C | WESTWORTH VILLAGE | C | TRWD - TEHUACANA | NEW MAJOR RESERVOIR | 0 | 0 | 20 | 36 | 16 | 20
C | WHITE SETTLEMENT | C | CONSERVATION - WHITE SETTLEMENT | MUNICIPAL CONSERVATION | 7 | 14 | 21 | 33 | 52 | 76
C | WHITE SETTLEMENT | C | CONSERVATION, WATER LOSS CONTROL - WHITE SETTLEMENT | MUNICIPAL CONSERVATION | 10 | 10 | 0 | 0 | 0 | 0
C | WHITE SETTLEMENT | C | FORT WORTH UNALLOCATED SUPPLY UTILIZATION | OTHER SURFACE WATER | 0 | 111 | 134 | 137 | 148 | 133
C | WHITE SETTLEMENT | C | LAKE PALESTINE | OTHER SURFACE WATER | 0 | 0 | 0 | 0 | 253 | 0
C | WHITE SETTLEMENT | C | SULPHUR BASIN SUPPLY | NEW MAJOR RESERVOIR; OTHER SURFACE WATER | 0 | 0 | 0 | 44 | 113 | 691
C | WHITE SETTLEMENT | C | TRWD - ADDITIONAL CEDAR CREEK AND RICHLAND-CHAMBERS | INDIRECT REUSE; OTHER SURFACE WATER | 0 | 24 | 45 | 44 | 75 | 110
C | WHITE SETTLEMENT | C | TRWD - CEDAR CREEK WETLANDS | INDIRECT REUSE | 0 | 48 | 102 | 189 | 206 | 217
C | WHITE SETTLEMENT | C | TRWD - TEHUACANA | NEW MAJOR RESERVOIR | 0 | 0 | 48 | 105 | 67 | 103
C | WHITESBORO | C | CONSERVATION - WHITESBORO | MUNICIPAL CONSERVATION | 2 | 3 | 5 | 6 | 9 | 15
C | WHITESBORO | C | CONSERVATION, WATER LOSS CONTROL - WHITESBORO | MUNICIPAL CONSERVATION | 2 | 2 | 0 | 0 | 0 | 0
C | WHITESBORO | C | GTUA - GRAYSON COUNTY WSP | OTHER SURFACE WATER | 0 | 0 | 0 | 0 | 4 | 164
C | WHITEWRIGHT | C | CONSERVATION - WHITEWRIGHT | MUNICIPAL CONSERVATION | 1 | 1 | 2 | 3 | 4 | 5
C | WHITEWRIGHT | C | CONSERVATION, WATER LOSS CONTROL - WHITEWRIGHT | MUNICIPAL CONSERVATION | 1 | 1 | 0 | 0 | 0 | 0
C | WHITEWRIGHT | C | GTUA - GRAYSON COUNTY WSP | OTHER SURFACE WATER | 0 | 0 | 48 | 47 | 96 | 95
C | WILLOW PARK | C | CONSERVATION - WILLOW PARK | MUNICIPAL CONSERVATION | 3 | 6 | 11 | 20 | 32 | 47
C | WILLOW PARK | C | CONSERVATION, WATER LOSS CONTROL - WILLOW PARK | MUNICIPAL CONSERVATION | 4 | 4 | 0 | 0 | 0 | 0
C | WILLOW PARK | C | SULPHUR BASIN SUPPLY | NEW MAJOR RESERVOIR; OTHER SURFACE WATER | 0 | 0 | 0 | 164 | 360 | 1926
C | WILLOW PARK | C | TRWD - ADDITIONAL CEDAR CREEK AND RICHLAND-CHAMBERS | INDIRECT REUSE; OTHER SURFACE WATER | 0 | 45 | 70 | 82 | 119 | 153
C | WILLOW PARK | C | TRWD - CEDAR CREEK WETLANDS | INDIRECT REUSE | 0 | 92 | 160 | 351 | 327 | 303
C | WILLOW PARK | C | TRWD - TEHUACANA | NEW MAJOR RESERVOIR | 0 | 0 | 76 | 193 | 107 | 143
C | WILLOW PARK | I | UNM-ROR-NECHES RUN OF RIVER | OTHER SURFACE WATER | 0 | 0 | 0 | 0 | 402 | 0
C | WILMER | I | ANRA-COL - LAKE COLUMBIA | NEW MAJOR RESERVOIR | 0 | 0 | 0 | 0 | 0 | 201
C | WILMER | C | CONSERVATION - WILMER | MUNICIPAL CONSERVATION | 1 | 3 | 7 | 18 | 35 | 75
C | WILMER | C | CONSERVATION, WATER LOSS CONTROL - WILMER | MUNICIPAL CONSERVATION | 2 | 2 | 0 | 0 | 0 | 0
C | WILMER | C | DWU - MAIN STEM REUSE | NEW MAJOR RESERVOIR | 17 | 13 | 39 | 186 | 303 | 534
C | WILMER | C | LAKE PALESTINE | OTHER SURFACE WATER | 0 | 40 | 111 | 167 | 237 | 380
C | WILMER | I | UNM-ROR-NECHES RUN OF RIVER | OTHER SURFACE WATER | 0 | 0 | 0 | 0 | 104 | 169
C | WOODBINE WSC | C | CONSERVATION - WOODBINE WSC | MUNICIPAL CONSERVATION | 2 | 5 | 8 | 11 | 15 | 20
C | WOODBINE WSC | C | CONSERVATION, WATER LOSS CONTROL - WOODBINE WSC | MUNICIPAL CONSERVATION | 3 | 3 | 0 | 0 | 0 | 0
C | WOODBINE WSC | C | GAINESVILLE UNALLOCATED SUPPLY UTILIZATION | OTHER SURFACE WATER | 0 | 42 | 103 | 170 | 243 | 317
C | WORTHAM | G | CARRIZO AQUIFER DEVELOPMENT | GROUNDWATER WELLS AND OTHER | 10 | 16 | 20 | 24 | 141 | 179
C | WORTHAM | C | CONSERVATION - WORTHAM | MUNICIPAL CONSERVATION | 1 | 1 | 2 | 2 | 5 | 7
C | WORTHAM | C | CONSERVATION, WATER LOSS CONTROL - WORTHAM | MUNICIPAL CONSERVATION | 0 | 1 | 0 | 0 | 0 | 0
C | WYLIE | C | CONSERVATION - WYLIE | MUNICIPAL CONSERVATION | 24 | 54 | 86 | 119 | 154 | 190
C | WYLIE | C | CONSERVATION, WATER LOSS CONTROL - WYLIE | MUNICIPAL CONSERVATION | 37 | 37 | 0 | 0 | 0 | 0
C | WYLIE | C | NTMWD - ADDITIONAL LAKE LAVON | OTHER SURFACE WATER | 121 | 208 | 233 | 281 | 200 | 145
C | WYLIE | C | NTMWD - LOWER BOIS D'ARC CREEK RESERVOIR | NEW MAJOR RESERVOIR | 90 | 1178 | 1399 | 1761 | 1313 | 995
C | WYLIE | C | NTMWD - MAIN STEM PUMP STATION | INDIRECT REUSE | 285 | 371 | 295 | 194 | 8 | 0
C | WYLIE | C | NTMWD - OKLAHOMA | OTHER SURFACE WATER | 0 | 0 | 0 | 0 | 0 | 438
C | WYLIE | C | NTMWD - TEXOMA BLENDING | OTHER SURFACE WATER | 0 | 0 | 460 | 587 | 768 | 587
C | WYLIE | C | NTMWD - TOLEDO BEND PHASE I | OTHER SURFACE WATER | 0 | 0 | 0 | 0 | 740 | 875
C | WYLIE | C | REMOVAL OF CHAPMAN SILT BARRIER | OTHER SURFACE WATER | 19 | 35 | 40 | 51 | 37 | 27
C | WYLIE | C | SULPHUR BASIN SUPPLY | NEW MAJOR RESERVOIR; OTHER SURFACE WATER | 0 | 0 | 0 | 0 | 251 | 766
C | WYLIE NORTHEAST SUD | C | CONSERVATION - WYLIE NORTHEAST SUD | MUNICIPAL CONSERVATION | 1 | 2 | 4 | 10 | 22 | 42
C | WYLIE NORTHEAST SUD | C | CONSERVATION, WATER LOSS CONTROL - WYLIE NORTHEAST SUD | MUNICIPAL CONSERVATION | 1 | 1 | 0 | 0 | 0 | 0
C | WYLIE NORTHEAST SUD | C | NTMWD - ADDITIONAL LAKE LAVON | OTHER SURFACE WATER | 5 | 8 | 11 | 24 | 29 | 31
C | WYLIE NORTHEAST SUD | C | NTMWD - LOWER BOIS D'ARC CREEK RESERVOIR | NEW MAJOR RESERVOIR | 3 | 47 | 65 | 155 | 186 | 219
C | WYLIE NORTHEAST SUD | C | NTMWD - MAIN STEM PUMP STATION | INDIRECT REUSE | 10 | 15 | 14 | 17 | 1 | 0
C | WYLIE NORTHEAST SUD | C | NTMWD - OKLAHOMA | OTHER SURFACE WATER | 0 | 0 | 0 | 0 | 0 | 96
C | WYLIE NORTHEAST SUD | C | NTMWD - TEXOMA BLENDING | OTHER SURFACE WATER | 0 | 0 | 21 | 52 | 109 | 129
C | WYLIE NORTHEAST SUD | C | NTMWD - TOLEDO BEND PHASE I | OTHER SURFACE WATER | 0 | 0 | 0 | 0 | 105 | 192
C | WYLIE NORTHEAST SUD | C | REMOVAL OF CHAPMAN SILT BARRIER | OTHER SURFACE WATER | 0 | 2 | 1 | 4 | 4 | 5
C | WYLIE NORTHEAST SUD | C | SULPHUR BASIN SUPPLY | NEW MAJOR RESERVOIR; OTHER SURFACE WATER | 0 | 0 | 0 | 0 | 35 | 167
D | BI COUNTY WSC | D | DRILL NEW WELLS (BI COUNTY WSC, QUEEN CITY, CYPRESS) | GROUNDWATER WELLS AND OTHER | 0 | 0 | 0 | 0 | 215 | 323
D | BRINKER WSC | D | INCREASE EXISTING CONTRACT (BRINKER WSC, SULPHUR) | OTHER SURFACE WATER | 0 | 0 | 0 | 0 | 29 | 63
D | CADDO BASIN SUD | D | CHAPMAN RAW WATER PIPELINE AND NEW WTP(GREENVILLE) | OTHER SURFACE WATER | 0 | 0 | 0 | 77 | 409 | 967
D | CADDO BASIN SUD | C | CONSERVATION - CADDO BASIN SUD | MUNICIPAL CONSERVATION | 1 | 2 | 4 | 7 | 10 | 14
D | CADDO BASIN SUD | C | CONSERVATION, WATER LOSS CONTROL - CADDO BASIN SUD | MUNICIPAL CONSERVATION | 1 | 1 | 0 | 0 | 0 | 0
D | CADDO BASIN SUD | C | NTMWD - ADDITIONAL LAKE LAVON | OTHER SURFACE WATER | 17 | 33 | 44 | 67 | 61 | 57
D | CADDO BASIN SUD | C | NTMWD - LOWER BOIS D'ARC CREEK RESERVOIR | NEW MAJOR RESERVOIR | 13 | 185 | 266 | 420 | 403 | 398
D | CADDO BASIN SUD | C | NTMWD - MAIN STEM PUMP STATION | INDIRECT REUSE | 42 | 58 | 56 | 46 | 2 | 0
D | CADDO BASIN SUD | C | NTMWD - OKLAHOMA | OTHER SURFACE WATER | 0 | 0 | 0 | 0 | 0 | 175
D | CADDO BASIN SUD | C | NTMWD - TEXOMA BLENDING | OTHER SURFACE WATER | 0 | 0 | 88 | 140 | 235 | 235
D | CADDO BASIN SUD | C | NTMWD - TOLEDO BEND PHASE I | OTHER SURFACE WATER | 0 | 0 | 0 | 0 | 304 | 350
D | CADDO BASIN SUD | C | REMOVAL OF CHAPMAN SILT BARRIER | OTHER SURFACE WATER | 4 | 5 | 8 | 12 | 14 | 11
D | CADDO BASIN SUD | D | WTP EXPANSION (GREENVILLE) | OTHER SURFACE WATER | 75 | 282 | 462 | 609 | 613 | 570
D | CADDO MILLS | D | WTP EXPANSION (GREENVILLE) | OTHER SURFACE WATER | 0 | 1 | 36 | 68 | 108 | 255
D | CANTON | D | CANTON REUSE | INDIRECT REUSE | 323 | 323 | 323 | 323 | 323 | 323
D | CANTON | D | DRILL NEW WELLS (CANTON, CARRIZO-WILCOX, SABINE) | GROUNDWATER WELLS AND OTHER | 100 | 100 | 100 | 100 | 100 | 100
D | CASH SUD | C | CONSERVATION - CASH SUD | MUNICIPAL CONSERVATION | 0 | 1 | 2 | 3 | 5 | 7
D | CASH SUD | C | CONSERVATION, WATER LOSS CONTROL - CASH SUD | MUNICIPAL CONSERVATION | 1 | 1 | 0 | 0 | 0 | 0
D | CASH SUD | C | NTMWD - ADDITIONAL LAKE LAVON | OTHER SURFACE WATER | 26 | 49 | 67 | 80 | 56 | 39
D | CASH SUD | C | NTMWD - LOWER BOIS D'ARC CREEK RESERVOIR | NEW MAJOR RESERVOIR | 19 | 279 | 402 | 504 | 366 | 270
D | CASH SUD | C | NTMWD - MAIN STEM PUMP STATION | INDIRECT REUSE | 61 | 88 | 85 | 56 | 2 | 0
D | CASH SUD | C | NTMWD - OKLAHOMA | OTHER SURFACE WATER | 0 | 0 | 0 | 0 | 0 | 119
D | CASH SUD | C | NTMWD - TEXOMA BLENDING | OTHER SURFACE WATER | 0 | 0 | 132 | 168 | 214 | 159
D | CASH SUD | C | NTMWD - TOLEDO BEND PHASE I | OTHER SURFACE WATER | 0 | 0 | 0 | 0 | 276 | 237
D | CASH SUD | C | REMOVAL OF CHAPMAN SILT BARRIER | OTHER SURFACE WATER | 4 | 8 | 12 | 14 | 10 | 8
D | CELESTE | D | DRILL NEW WELLS (CELESTE, WOODBINE, SABINE) | GROUNDWATER WELLS AND OTHER | 0 | 0 | 0 | 102 | 102 | 204
D | CENTRAL BOWIE COUNTY WSC | D | RIVERBEND STRATEGY | OTHER SURFACE WATER | 535 | 529 | 534 | 534 | 534 | 534
D | CLARKSVILLE | D | CLARKSVILLE TEXARKANA PIPELINE GROUNDWATER MIXING | CONJUNCTIVE USE | 0 | 0 | 371 | 371 | 371 | 371
D | CLARKSVILLE | D | RIVERBEND STRATEGY | OTHER SURFACE WATER | 0 | 0 | 303 | 303 | 303 | 303
D | COUNTY-OTHER, HUNT | D | DRILL NEW WELLS (COUNTY-OTHER HUNT, NACATOCH, SABINE) | GROUNDWATER WELLS AND OTHER | 0 | 600 | 1200 | 1800 | 2385 | 2387
D | COUNTY-OTHER, HUNT | C | NTMWD - ADDITIONAL LAKE LAVON | OTHER SURFACE WATER | 11 | 20 | 27 | 38 | 34 | 31
D | COUNTY-OTHER, HUNT | C | NTMWD - LOWER BOIS D'ARC CREEK RESERVOIR | NEW MAJOR RESERVOIR | 9 | 114 | 160 | 242 | 222 | 212
D | COUNTY-OTHER, HUNT | C | NTMWD - MAIN STEM PUMP STATION | INDIRECT REUSE | 27 | 36 | 34 | 27 | 1 | 0
D | COUNTY-OTHER, HUNT | C | NTMWD - OKLAHOMA | OTHER SURFACE WATER | 0 | 0 | 0 | 0 | 0 | 93
D | COUNTY-OTHER, HUNT | C | NTMWD - TEXOMA BLENDING | OTHER SURFACE WATER | 0 | 0 | 53 | 81 | 130 | 125
D | COUNTY-OTHER, HUNT | C | NTMWD - TOLEDO BEND PHASE I | OTHER SURFACE WATER | 0 | 0 | 0 | 0 | 167 | 187
D | COUNTY-OTHER, HUNT | D | POETRY WSC INCREASE CONTRACT (COUNTY-OTHER HUNT, SABINE) | OTHER SURFACE WATER | 0 | 0 | 670 | 670 | 670 | 551
D | COUNTY-OTHER, HUNT | D | POETRY WSC INCREASE CONTRACT (COUNTY-OTHER HUNT, SABINE, FORK) | OTHER SURFACE WATER | 0 | 0 | 0 | 0 | 1045 | 628
D | COUNTY-OTHER, HUNT | C | REMOVAL OF CHAPMAN SILT BARRIER | OTHER SURFACE WATER | 2 | 3 | 5 | 6 | 6 | 4
D | COUNTY-OTHER, HUNT | D | TOLEDO BEND TIE-IN PIPELINE (GREENVILLE) | OTHER SURFACE WATER | 0 | 0 | 0 | 0 | 0 | 3990
D | COUNTY-OTHER, LAMAR | D | INCREASE EXISTING CONTRACT (COUNTY-OTHER LAMAR) | OTHER SURFACE WATER | 116 | 116 | 116 | 116 | 116 | 116
D | COUNTY-OTHER, RED RIVER | D | RIVERBEND STRATEGY | OTHER SURFACE WATER | 94 | 144 | 185 | 230 | 274 | 318
D | COUNTY-OTHER, VAN ZANDT | C | DWU - MAIN STEM REUSE | NEW MAJOR RESERVOIR | 0 | 0 | 0 | 0 | 41 | 0
D | COUNTY-OTHER, VAN ZANDT | C | TRWD - ADDITIONAL CEDAR CREEK AND RICHLAND-CHAMBERS | OTHER SURFACE WATER | 0 | 7 | 11 | 10 | 9 | 15
D | COUNTY-OTHER, VAN ZANDT | C | TRWD - CEDAR CREEK WETLANDS | INDIRECT REUSE | 0 | 13 | 26 | 41 | 34 | 30
D | COUNTY-OTHER, VAN ZANDT | C | TRWD - TEHUACANA | NEW MAJOR RESERVOIR | 0 | 0 | 12 | 22 | 11 | 0
D | CRYSTAL SYSTEMS INC | I | CRYS ENHANCED PUBLIC AND SCHOOL EDUCATION | MUNICIPAL CONSERVATION | 2 | 3 | 4 | 6 | 7 | 10
D | CRYSTAL SYSTEMS INC | I | CRYS WATER CONSERVATION PRICING | MUNICIPAL CONSERVATION | 3 | 7 | 8 | 10 | 11 | 13
D | CRYSTAL SYSTEMS INC | D | DRILL NEW WELLS (CRYSTAL SYSTEMS INC, QUEEN , SABINE) | GROUNDWATER WELLS AND OTHER | 644 | 644 | 966 | 1610 | 1610 | 1936
D | CRYSTAL SYSTEMS INC | I | TYL-PAL-EXISTING SURPLUS FOR TYLER | OTHER SURFACE WATER | 12 | 105 | 219 | 356 | 510 | 642
D | CUMBY | D | DRILL NEW WELLS (CUMBY, NACATOCH) | GROUNDWATER WELLS AND OTHER | 0 | 80 | 80 | 80 | 80 | 80
D | DE KALB | D | RIVERBEND STRATEGY | OTHER SURFACE WATER | 304 | 303 | 299 | 298 | 297 | 297
D | GILMER | D | DRILL NEW WELLS (GILMER, QUEEN CITY, CYPRESS) | GROUNDWATER WELLS AND OTHER | 0 | 269 | 269 | 269 | 269 | 269
D | GREENVILLE | D | CHAPMAN RAW WATER PIPELINE AND NEW WTP(GREENVILLE) | OTHER SURFACE WATER | 0 | 0 | 0 | 10223 | 9891 | 9333
D | GREENVILLE | D | TOLEDO BEND TIE-IN PIPELINE (GREENVILLE) | OTHER SURFACE WATER | 0 | 0 | 0 | 0 | 0 | 5100
D | GREENVILLE | D | VOLUNTARY REALLOCATION OF HUNT MANUFACTURING SURPLUS (GREENVILLE, TAWAKONI) | OTHER SURFACE WATER | 484 | 546 | 613 | 677 | 721 | 825
D | GREENVILLE | D | WTP EXPANSION (GREENVILLE) | OTHER SURFACE WATER | 3224 | 6351 | 6550 | 4650 | 3046 | 2942
D | HICKORY CREEK SUD | C | CONSERVATION - HICKORY CREEK SUD | MUNICIPAL CONSERVATION | 2 | 5 | 9 | 14 | 18 | 22
D | HICKORY CREEK SUD | C | CONSERVATION, WATER LOSS CONTROL - HICKORY CREEK SUD | MUNICIPAL CONSERVATION | 0 | 0 | 0 | 0 | 0 | 0
D | HICKORY CREEK SUD | D | DRILL NEW WELLS (HICKORY CREEK SUD, TRINITY, TRINITY) | GROUNDWATER WELLS AND OTHER | 0 | 0 | 0 | 189 | 378 | 463
D | HICKORY CREEK SUD | D | DRILL NEW WELLS (HICKORY CREEK SUD, WOODBINE, SABINE) | GROUNDWATER WELLS AND OTHER | 0 | 0 | 189 | 378 | 567 | 1138
D | HIDEAWAY | D | DRILL NEW WELLS (CRYSTAL SYSTEMS INC, QUEEN , SABINE) | GROUNDWATER WELLS AND OTHER | 0 | 0 | 0 | 0 | 0 | 117
D | HOOKS | D | RIVERBEND STRATEGY | OTHER SURFACE WATER | 265 | 258 | 249 | 244 | 243 | 243
D | IRRIGATION, BOWIE | D | DRILL NEW WELLS (IRRIGATION BOWIE, CARRIZO-WILCOX, SULPHUR) | GROUNDWATER WELLS AND OTHER | 3700 | 3700 | 3638 | 3483 | 3338 | 3276
D | IRRIGATION, BOWIE | D | DRILL NEW WELLS (IRRIGATION BOWIE, NACATOCH, RED) | GROUNDWATER WELLS AND OTHER | 1540 | 1525 | 1441 | 1193 | 1000 | 1000
D | IRRIGATION, BOWIE | D | VOLUNTARY REALLOCATION BOWIE COUNTY OTHER TO IRRIGATION | GROUNDWATER WELLS AND OTHER | 0 | 15 | 0 | 0 | 0 | 0
D | IRRIGATION, HARRISON | D | DRILL NEW WELLS (IRRIGATION HARRISON, CARRIZO-WILCOX , SABINE) | GROUNDWATER WELLS AND OTHER | 54 | 54 | 54 | 54 | 54 | 54
D | IRRIGATION, HARRISON | D | DRILL NEW WELLS (IRRIGATION HARRISON, CARRIZO-WILCOX, CYPRESS) | GROUNDWATER WELLS AND OTHER | 236 | 236 | 236 | 236 | 236 | 236
D | IRRIGATION, HOPKINS | D | DRILL NEW WELLS (IRRIGATION HOPKINS, CARRIZO-WILCOX, CYPRESS) | GROUNDWATER WELLS AND OTHER | 210 | 210 | 210 | 210 | 210 | 210
D | IRRIGATION, HOPKINS | D | DRILL NEW WELLS (IRRIGATION HOPKINS, CARRIZO-WILCOX, SABINE) | GROUNDWATER WELLS AND OTHER | 610 | 610 | 610 | 610 | 610 | 610
D | IRRIGATION, HOPKINS | D | SULPHUR SPRINGS RAW WATER PIPELINE (IRRIGATION HOPKINS, SULPHUR) | OTHER SURFACE WATER | 1306 | 1306 | 1306 | 1306 | 1306 | 1306
D | IRRIGATION, HUNT | D | DRILL NEW WELLS (IRRIGATION HUNT, NACATOCH, SABINE) | GROUNDWATER WELLS AND OTHER | 150 | 150 | 150 | 150 | 146 | 146
D | IRRIGATION, LAMAR | D | PAT MAYSE RAW WATER PIPELINE (IRRIGATION LAMAR) | OTHER SURFACE WATER | 18312 | 18308 | 18305 | 18302 | 18299 | 18302
D | IRRIGATION, VAN ZANDT | D | DRILL NEW WELLS (IRRIGATION VAN ZANDT, QUEEN CITY, NECHES) | GROUNDWATER WELLS AND OTHER | 330 | 330 | 330 | 330 | 330 | 330
D | LINDALE | D | DRILL NEW WELLS (LINDALE, QUEEN CITY, SABINE) | GROUNDWATER WELLS AND OTHER | 966 | 1288 | 1610 | 1932 | 2576 | 2898
D | LINDALE | I | LIND ENHANCED PUBLIC AND SCHOOL EDUCATION | MUNICIPAL CONSERVATION | 3 | 5 | 7 | 10 | 14 | 18
D | LINDALE | I | LIND WATER CONSERVATION PRICING | MUNICIPAL CONSERVATION | 5 | 12 | 15 | 18 | 20 | 23
D | LINDALE | I | TYL-PAL-EXISTING SURPLUS FOR TYLER | OTHER SURFACE WATER | 52 | 180 | 323 | 490 | 662 | 826
D | LONE OAK | D | INCREASE EXISTING CONTRACT (LONE OAK, SABINE) | OTHER SURFACE WATER | 0 | 0 | 0 | 0 | 0 | 56
D | MACBEE SUD | C | CONSERVATION - MACBEE SUD | MUNICIPAL CONSERVATION | 0 | 0 | 0 | 0 | 1 | 1
D | MACBEE SUD | C | CONSERVATION, WATER LOSS CONTROL - MACBEE SUD | MUNICIPAL CONSERVATION | 0 | 0 | 0 | 0 | 0 | 0
D | MACEDONIA-EYLAU MUD #1 | D | RIVERBEND STRATEGY | OTHER SURFACE WATER | 565 | 574 | 577 | 577 | 577 | 577
D | MANUFACTURING, BOWIE | D | RIVERBEND STRATEGY | OTHER SURFACE WATER | 1544 | 1679 | 1810 | 1922 | 2080 | 2251
D | MANUFACTURING, CASS | D | ADVANCED WATER CONSERVATION (MANUFACTURING CASS, CARRIZO-WILCOX) | OTHER CONSERVATION | 11508 | 12123 | 12711 | 13219 | 14116 | 15073
D | MANUFACTURING, CASS | D | DREDGE WRIGHT PATMAN (TEXARKANA, SULPHUR) | OTHER SURFACE WATER | 0 | 0 | 0 | 0 | 16000 | 47990
D | MANUFACTURING, CASS | D | DRILL NEW WELLS (MANUFACTURING CASS, CARRIZO-WILCOX, CYPRESS) | GROUNDWATER WELLS AND OTHER | 151 | 151 | 151 | 151 | 151 | 151
D | MANUFACTURING, HARRISON | D | ADVANCED WATER CONSERVATION (MANUFACTURING HARRISON, SABINE) | OTHER CONSERVATION | 9501 | 10408 | 11316 | 12108 | 13038 | 14039
D | MANUFACTURING, HARRISON | D | TOLEDO BEND INTAKE AND RAW WATER PIPELINE (HARRISON) | OTHER SURFACE WATER | 50000 | 55000 | 65000 | 70000 | 80000 | 0
D | MANUFACTURING, LAMAR | D | ADVANCED WATER CONSERVATION (MANUFACTURING LAMAR, RED) | OTHER CONSERVATION | 565 | 592 | 620 | 642 | 685 | 834
D | MANUFACTURING, LAMAR | D | DRILL NEW WELLS (MANUFACTURING LAMAR, BLOSSOM, RED) | GROUNDWATER WELLS AND OTHER | 0 | 0 | 0 | 0 | 0 | 120
D | MANUFACTURING, MORRIS | D | ADVANCED WATER CONSERVATION (MANUFACTURING MORRIS) | OTHER CONSERVATION | 9593 | 10210 | 10780 | 11242 | 12129 | 13087
D | MANUFACTURING, RED RIVER | D | DRILL NEW WELLS (MANUFACTURING RED RIVER, TRINITY, SULPHUR) | GROUNDWATER WELLS AND OTHER | 0 | 0 | 20 | 20 | 20 | 20
D | MANUFACTURING, TITUS | D | ADVANCED WATER CONSERVATION (MANUFACTURING TITUS, CYPRESS) | OTHER CONSERVATION | 900 | 932 | 962 | 986 | 1054 | 1126
D | MANUFACTURING, TITUS | D | DRILL NEW WELLS (MANUFACTURING TITUS, QUEEN, CYPRESS) | GROUNDWATER WELLS AND OTHER | 45 | 45 | 45 | 45 | 45 | 45
D | MANUFACTURING, TITUS | D | INCREASE EXISTING CONTRACT (MANUFACTURING TITUS FROM MT PLEASANT SURPLUS) | OTHER SURFACE WATER | 2658 | 2742 | 2826 | 3027 | 3634 | 4269
D | MANUFACTURING, UPSHUR | D | DRILL NEW WELLS (MANUFACTURING UPSHUR, QUEEN, CYPRESS) | GROUNDWATER WELLS AND OTHER | 324 | 324 | 324 | 324 | 430 | 430
D | MANUFACTURING, VAN ZANDT | D | DRILL NEW WELLS (MANUFACTURING VAN ZANDT, CARRIZO-WILCOX, NECHES) | GROUNDWATER WELLS AND OTHER | 194 | 194 | 194 | 290 | 290 | 290
D | MARSHALL | D | INCREASE EXISTING CONTRACT (MARSHALL, CYPRESS) | OTHER SURFACE WATER | 0 | 0 | 0 | 0 | 41 | 701
D | MARTIN SPRINGS WSC | D | DRILL NEW WELLS (MARTIN SPRINGS WSC, CARRIZO-WILCOX, SABINE) | GROUNDWATER WELLS AND OTHER | 0 | 0 | 0 | 0 | 60 | 120
D | MAUD | D | RIVERBEND STRATEGY | OTHER SURFACE WATER | 170 | 169 | 167 | 165 | 164 | 164
D | MINING, GREGG | D | DRILL NEW WELLS (MINING GREGG, CARRIZO-WILCOX, CYPRESS) | GROUNDWATER WELLS AND OTHER | 54 | 54 | 54 | 54 | 54 | 54
D | MINING, GREGG | D | DRILL NEW WELLS (MINING GREGG, CARRIZO-WILCOX, SABINE) | GROUNDWATER WELLS AND OTHER | 226 | 339 | 339 | 339 | 339 | 339
D | MINING, HARRISON | D | DRILL NEW WELLS (MINING HARRISON, CARRIZO-WILCOX, CYPRESS) | GROUNDWATER WELLS AND OTHER | 324 | 324 | 324 | 324 | 108 | 0
D | MINING, HARRISON | D | DRILL NEW WELLS (MINING HARRISON, CARRIZO-WILCOX, SABINE) | GROUNDWATER WELLS AND OTHER | 1398 | 1398 | 1398 | 1398 | 1398 | 1398
D | MINING, HUNT | D | DRILL NEW WELLS (MINING HUNT, NACATOCH , SABINE) | GROUNDWATER WELLS AND OTHER | 75 | 75 | 75 | 75 | 7 | 0
D | MINING, MARION | D | DRILL NEW WELLS (MINING MARION, QUEEN CITY, CYPRESS) | GROUNDWATER WELLS AND OTHER | 432 | 648 | 648 | 648 | 648 | 648
D | MINING, SMITH | D | DRILL NEW WELLS (MINING SMITH, QUEEN CITY, SABINE) | GROUNDWATER WELLS AND OTHER | 0 | 0 | 0 | 0 | 108 | 108
D | MINING, SMITH | I | TYL-PAL-EXISTING SURPLUS FOR TYLER | OTHER SURFACE WATER | 108 | 113 | 114 | 83 | 54 | 32
D | MINING, UPSHUR | D | DRILL NEW WELLS (MINING UPSHUR, QUEEN, CYPRESS/SABINE) | GROUNDWATER WELLS AND OTHER | 430 | 860 | 860 | 860 | 860 | 860
D | NASH | D | RIVERBEND STRATEGY | OTHER SURFACE WATER | 206 | 212 | 214 | 214 | 214 | 214
D | NEW BOSTON | D | RIVERBEND STRATEGY | OTHER SURFACE WATER | 1098 | 1104 | 1094 | 1091 | 1089 | 1089
D | NORTH HUNT SUD | C | CONSERVATION - NORTH HUNT SUD | MUNICIPAL CONSERVATION | 0 | 0 | 0 | 1 | 1 | 1
D | NORTH HUNT SUD | C | CONSERVATION, WATER LOSS CONTROL - NORTH HUNT SUD | MUNICIPAL CONSERVATION | 0 | 0 | 0 | 0 | 0 | 0
D | NORTH HUNT SUD | D | DELTA COUNTY PIPELINE (NORTH HUNT SUD, SULPHUR) | OTHER SURFACE WATER | 0 | 0 | 0 | 0 | 122 | 350
D | NORTH HUNT SUD | D | VOLUNTARY REALLOCATION OF HUNT MANUFACTURING SUPPLY (COMMERCE WD, TAWAKONI) | OTHER SURFACE WATER | 0 | 36 | 134 | 268 | 338 | 388
D | R-P-M WSC | D | DRILL NEW WELLS (R-P-M WSC, CARRIZO-WILCOX, NECHES) | GROUNDWATER WELLS AND OTHER | 75 | 150 | 150 | 225 | 285 | 285
D | R-P-M WSC | I | RPMW-ENHANCED PUBLIC AND SCHOOL EDUCATION | MUNICIPAL CONSERVATION | 1 | 6 | 10 | 15 | 19 | 23
D | RED LICK | D | RIVERBEND STRATEGY | OTHER SURFACE WATER | 0 | 0 | 119 | 117 | 117 | 117
D | REDWATER | D | RIVERBEND STRATEGY | OTHER SURFACE WATER | 82 | 82 | 79 | 77 | 77 | 77
D | STEAM ELECTRIC POWER, HARRISON | D | TOLEDO BEND INTAKE AND RAW WATER PIPELINE (HARRISON) | OTHER SURFACE WATER | 2000 | 6000 | 10000 | 15000 | 21000 | 47000
D | STEAM ELECTRIC POWER, HUNT | D | ADVANCED WATER CONSERVATION (STEAM ELECTRIC POWER HUNT) | OTHER CONSERVATION | 7448 | 7398 | 9141 | 8988 | 9038 | 12061
D | STEAM ELECTRIC POWER, LAMAR | D | INCREASE EXISTING CONTRACT (STEAM ELECTRIC LAMAR, EXISTING AVAILABILITY) | OTHER SURFACE WATER | 0 | 1415 | 2733 | 4870 | 7474 | 8209
D | STEAM ELECTRIC POWER, LAMAR | D | INCREASE EXISTING CONTRACT (STEAM ELECTRIC LAMAR, WUG REALLOCATION) | OTHER SURFACE WATER | 0 | 0 | 0 | 0 | 0 | 2359
D | STEAM ELECTRIC POWER, TITUS | D | INCREASE EXISTING CONTRACT (STEAM ELECTRIC POWER TITUS, 2020) | OTHER SURFACE WATER | 24942 | 24826 | 24712 | 24487 | 23812 | 22592
D | STEAM ELECTRIC POWER, TITUS | D | INCREASE EXISTING CONTRACT (STEAM ELECTRIC POWER TITUS, 2030) | OTHER SURFACE WATER | 0 | 9849 | 9890 | 9846 | 9698 | 9802
D | STEAM ELECTRIC POWER, TITUS | D | INCREASE EXISTING CONTRACT (STEAM ELECTRIC POWER TITUS, 2040) | OTHER SURFACE WATER | 0 | 0 | 41069 | 40569 | 40028 | 38868
D | STEAM ELECTRIC POWER, TITUS | D | INCREASE EXISTING CONTRACT (STEAM ELECTRIC POWER TITUS, 2070 MARION REALLOCATION) | OTHER SURFACE WATER | 0 | 0 | 0 | 0 | 0 | 2293
D | STEAM ELECTRIC POWER, TITUS | D | INCREASE EXISTING CONTRACT (STEAM ELECTRIC POWER TITUS, 2070) | OTHER SURFACE WATER | 0 | 0 | 0 | 0 | 0 | 18000
D | TEXAMERICAS CENTER | D | RIVERBEND STRATEGY | OTHER SURFACE WATER | 514 | 527 | 530 | 530 | 530 | 530
D | TEXARKANA | D | ADVANCED WATER CONSERVATION (TEXARKANA) | MUNICIPAL CONSERVATION | 6403 | 6664 | 6815 | 6742 | 6729 | 6728
D | TEXARKANA | D | DREDGE WRIGHT PATMAN (TEXARKANA, SULPHUR) | OTHER SURFACE WATER | 0 | 0 | 0 | 0 | 2000 | 18000
D | TEXARKANA | D | RIVERBEND STRATEGY | OTHER SURFACE WATER | 6368 | 6296 | 6123 | 6123 | 6123 | 6123
D | TRI SUD | D | RENEW AND INCREASE EXISTING CONTRACT (TRI SUD FROM MOUNT PLEASANT) | OTHER SURFACE WATER | 1560 | 1681 | 1819 | 1991 | 2187 | 2399
D | WAKE VILLAGE | D | RIVERBEND STRATEGY | OTHER SURFACE WATER | 677 | 669 | 654 | 644 | 642 | 642
D | WASKOM | D | DRILL NEW WELLS (WASKOM, CARRIZO-WILCOX, CYPRESS) | GROUNDWATER WELLS AND OTHER | 46 | 46 | 46 | 92 | 138 | 184
D | WINONA | D | DRILL NEW WELLS (WINONA, QUEEN CITY, SABINE) | GROUNDWATER WELLS AND OTHER | 0 | 0 | 0 | 108 | 108 | 108
D | WOLFE CITY | D | DRILL NEW WELLS (WOLFE CITY, WOODBINE, SULPHUR) | GROUNDWATER WELLS AND OTHER | 0 | 0 | 0 | 81 | 192 | 273
E | ANTHONY | E | TOWN OF ANTHONY - ADDITIONAL GROUNDWATER WELL | GROUNDWATER WELLS AND OTHER | 960 | 960 | 960 | 960 | 960 | 960
E | ANTHONY | E | TOWN OF ANTHONY - ARSENIC TREATMENT FACILITY | GROUNDWATER WELLS AND OTHER | 2800 | 2800 | 2800 | 2800 | 2800 | 2800
E | ANTHONY | E | TOWN OF ANTHONY - WATER LOSS AUDIT AND MAIN-LINE REPAIR | MUNICIPAL CONSERVATION | 7 | 7 | 7 | 7 | 7 | 7
E | COUNTY-OTHER, BREWSTER | E | MARATHON WSSSERVICE - WATER LOSS AUDIT AND MAIN-LINE REPAIR | MUNICIPAL CONSERVATION | 65 | 65 | 65 | 65 | 65 | 65
E | COUNTY-OTHER, BREWSTER | E | PANTHER JUNCTION BBNP PLT - WATER LOSS AUDIT AND MAIN-LINE REPAIR | MUNICIPAL CONSERVATION | 2 | 2 | 2 | 2 | 2 | 2
E | COUNTY-OTHER, BREWSTER | E | RIO GRANDE VILLAGE BBNP - WATER LOSS AUDIT AND MAIN-LINE REPAIR | MUNICIPAL CONSERVATION | 6 | 6 | 6 | 6 | 6 | 6
E | COUNTY-OTHER, EL PASO | E | EL PASO COUNTY OTHER - PURCHASE WATER FROM EPWU | GROUNDWATER WELLS AND OTHER | 368 | 764 | 1220 | 1754 | 2259 | 2745
E | COUNTY-OTHER, EL PASO | E | EL PASO COUNTY-OTHER - PUBLIC CONSERVATION EDUCATION | MUNICIPAL CONSERVATION | 0 | 9 | 8 | 8 | 8 | 7
E | COUNTY-OTHER, HUDSPETH | E | CITY OF SIERRA BLANCA - HUDSPETH CO. WCID #1 - ADDITIONAL TRANSMISSION LINE | GROUNDWATER WELLS AND OTHER | 351 | 351 | 351 | 351 | 351 | 351
E | COUNTY-OTHER, HUDSPETH | E | DELL CITY - BRACKISH GROUNDWATER DESALINATION FACILITY | GROUNDWATER DESALINATION | 111 | 111 | 111 | 111 | 111 | 111
E | COUNTY-OTHER, HUDSPETH | E | DELL CITY - WATER LOSS AUDIT AND MAIN-LINE REPAIR | MUNICIPAL CONSERVATION | bar: 1 to 5
E | COUNTY-OTHER, HUDSPETH | E | FORT HANCOCK WCID - ADDITIONAL WELL AND RO TREATMENT FACILITY | GROUNDWATER WELLS AND OTHER | 565 | 565 | 565 | 565 | 565 | 565
E | COUNTY-OTHER, HUDSPETH | E | FORT HANCOCK WCID - WATER LOSS AUDIT AND MAIN-LINE REPAIR | MUNICIPAL CONSERVATION | 3 | 3 | 3 | 3 | 3 | 3
E | COUNTY-OTHER, JEFF DAVIS | E | TOWN OF VALENTINE - ADDITIONAL GROUNDWATER WELL | GROUNDWATER WELLS AND OTHER | 65 | 65 | 65 | 65 | 65 | 65
E | EL PASO | E | EPWU - ADVANCED PURIFIED WATER AT THE BUSTAMANTE WWTP | DIRECT POTABLE REUSE | 8000 | 9000 | 10000 | 10000 | 10000 | 10000
E | EL PASO | E | EPWU - ADVANCED PURIFIED WATER AT THE HASKELL AND NW WWTPS | DIRECT POTABLE REUSE | 0 | 0 | 3000 | 7500 | 12000 | 16500
E | EL PASO | E | EPWU - BRACKISH GROUNDWATER AT THE JONATHAN ROGERS WWTP | GROUNDWATER DESALINATION | 0 | 0 | 11000 | 11000 | 11000 | 11000
E | EL PASO | E | EPWU - EXPANSION OF LOCAL WELL FIELDS | GROUNDWATER WELLS AND OTHER | 3880 | 7760 | 11640 | 15520 | 19400 | 23280
E | EL PASO | E | EPWU - EXPANSION OF THE JONATHAN ROGERS WWTP | OTHER SURFACE WATER | 6500 | 6500 | 6500 | 6500 | 6500 | 6500
E | EL PASO | E | EPWU - EXPANSION OF THE KAY BAILEY HUTCHISON DESAL PLANT | GROUNDWATER DESALINATION | 1260 | 2520 | 2520 | 2520 | 2520 | 2520
E | EL PASO | E | EPWU - GROUNDWATER FROM DELL CITY AREA | GROUNDWATER WELLS AND OTHER | 0 | 0 | 0 | 0 | 10000 | 20000
E | EL PASO | E | EPWU - GROUNDWATER FROM DIABLO FARMS | GROUNDWATER WELLS AND OTHER | 0 | 0 | 0 | 10000 | 10000 | 10000
E | EL PASO | E | EPWU - GROUNDWATER FROM HUECO RANCH | GROUNDWATER WELLS AND OTHER | 0 | 0 | 5000 | 5000 | 5000 | 5000
E | EL PASO | E | EPWU - GROUNDWATER FROM SOUTHERN HUDSPETH COUNTY | GROUNDWATER WELLS AND OTHER | 10000 | 10000 | 10000 | 10000 | 10000 | 10000
E | EL PASO | E | EPWU - MUNICIPAL CONSERVATION PROGRAMS | MUNICIPAL CONSERVATION | 1870 | 2110 | 1160 | 2550 | 5530 | 5910
E | EL PASO | E | EPWU - RECHARGE OF HUECO AQUIFER WITH TREATED SURFACE WATER FROM JONATHAN ROGERS WWTP | CONJUNCTIVE USE | 5000 | 5000 | 5000 | 5000 | 5000 | 5000
E | EL PASO | E | EPWU - RIVERSIDE REGULATING RESERVOIR | NEW MAJOR RESERVOIR | 6500 | 6500 | 6500 | 6500 | 6500 | 6500
E | EL PASO | E | EPWU - TREATMENT AND REUSE OF AGRICULTURAL DRAIN WATER | INDIRECT REUSE | 0 | 2700 | 2700 | 2700 | 2700 | 2700
E | EL PASO COUNTY TORNILLO WID | E | EL PASO CO. TORNILLO WID - ADDITIONAL GROUNDWATER WELL AND TRANSMISSION LINE | GROUNDWATER WELLS AND OTHER | 333 | 333 | 333 | 333 | 333 | 333
E | EL PASO COUNTY TORNILLO WID | E | EL PASO CO. TORNILLO WID - ARSENIC TREATMENT FACILITY | GROUNDWATER WELLS AND OTHER | 276 | 276 | 276 | 276 | 276 | 276
E | FORT BLISS | E | FORT BLISS - PUBLIC CONSERVATION EDUCATION | MUNICIPAL CONSERVATION | 16 | 17 | 17 | 18 | 18 | 19
E | FORT BLISS | E | FORT BLISS - PURCHASE WATER FROM EPWU | GROUNDWATER WELLS AND OTHER | 26 | 40 | 74 | 128 | 178 | 228
E | FORT DAVIS | E | FORT DAVIS WSC - ADDITIONAL GROUNDWATER WELL | GROUNDWATER WELLS AND OTHER | 274 | 274 | 274 | 274 | 274 | 274
E | FORT DAVIS | E | FORT DAVIS WSC - ADDITIONAL TRANSMISSION LINE | GROUNDWATER WELLS AND OTHER | 114 | 114 | 114 | 114 | 114 | 114
E | HORIZON CITY | E | HORIZON CITY - PUBLIC CONSERVATION EDUCATION | MUNICIPAL CONSERVATION | 45 | 63 | 80 | 98 | 114 | 130
E | HORIZON CITY | E | HORIZON CITY - PURCHASE WATER FROM HORIZON REGIONAL MUD | GROUNDWATER WELLS AND OTHER | 1746 | 1746 | 1746 | 1746 | 1746 | 1746
E | HORIZON CITY | E | HORIZON REGIONAL MUD - ADDITIONAL WELLS AND EXPANSION OF DESAL PLANT | GROUNDWATER DESALINATION | 0 | 1457 | 3195 | 4923 | 6562 | 8107
E | HORIZON REGIONAL MUD | E | HORIZON REGIONAL MUD - ADDITIONAL WELLS AND EXPANSION OF DESAL PLANT | GROUNDWATER DESALINATION | 17304 | 17304 | 17304 | 17304 | 17304 | 17304
E | HORIZON REGIONAL MUD | E | HORIZON REGIONAL MUD - PUBLIC CONSERVATION EDUCATION | MUNICIPAL CONSERVATION | 37 | 50 | 63 | 76 | 88 | 99
E | IRRIGATION, EL PASO | E | EPCWID #1 - IMPROVEMENTS TO WATER DISTRICT DELIVERY SYSTEM | IRRIGATION CONSERVATION | 25000 | 25000 | 25000 | 25000 | 25000 | 25000
E | IRRIGATION, EL PASO | E | EPCWID #1 - IRRIGATION SCHEDULING | IRRIGATION CONSERVATION | 1740 | 1740 | 1740 | 1740 | 1740 | 1740
E | IRRIGATION, EL PASO | E | EPCWID #1 - TAILWATER REUSE | IRRIGATION CONSERVATION | 1723 | 1723 | 1723 | 1723 | 1723 | 1723
E | IRRIGATION, HUDSPETH | E | HCCRD #1 - ADDITIONAL GROUNDWATER WELLS | GROUNDWATER DESALINATION | 230 | 230 | 230 | 230 | 230 | 230
E | IRRIGATION, HUDSPETH | E | HUDSPETH IRRIGATION - HCUWCD #1 - IRRIGATION SCHEDULING | IRRIGATION CONSERVATION | 3535 | 3535 | 3535 | 3535 | 3535 | 3535
E | IRRIGATION, HUDSPETH | E | HUDSPETH IRRIGATION - HCUWCD #1 - TAILWATER REUSE | IRRIGATION CONSERVATION | 589 | 589 | 589 | 589 | 589 | 589
E | LOWER VALLEY WD | E | LVWD - GROUNDWATER FROM PROPOSED WELL FIELD - HUECO BOLSON AQUIFER | GROUNDWATER WELLS AND OTHER | 6800 | 6800 | 6800 | 6800 | 6800 | 6800
E | LOWER VALLEY WD | E | LVWD - GROUNDWATER FROM PROPOSED WELL FIELD - RIO GRANDE ALLUVIUM AQUIFER | GROUNDWATER DESALINATION | 6800 | 6800 | 6800 | 6800 | 6800 | 6800
E | LOWER VALLEY WD | E | LVWD - PUBLIC CONSERVATION EDUCATION | MUNICIPAL CONSERVATION | 36 | 43 | 51 | 59 | 66 | 73
E | LOWER VALLEY WD | E | LVWD - PURCHASE WATER FROM EPWU | GROUNDWATER WELLS AND OTHER | 2453 | 3228 | 3965 | 4734 | 5500 | 6227
E | LOWER VALLEY WD | E | LVWD - SURFACE WATER TREATMENT PLANT AND TRANSMISSION LINE | OTHER SURFACE WATER | 6700 | 6700 | 6700 | 6700 | 6700 | 6700
E | LOWER VALLEY WD | E | LVWD - WASTEWATER TREATMENT FACILITY AND ASR | AQUIFER STORAGE AND RECOVERY | 3808 | 3808 | 3808 | 3808 | 3808 | 3808
E | MANUFACTURING, EL PASO | E | EL PASO COUNTY MANUFACTURING - PURCHASE WATER FROM EPWU | GROUNDWATER WELLS AND OTHER | 8841 | 9968 | 11058 | 11985 | 13461 | 15050
E | MARFA | E | CITY OF MARFA - ADDITIONAL GROUNDWATER WELL | GROUNDWATER WELLS AND OTHER | 785 | 785 | 785 | 785 | 785 | 785
E | MINING, CULBERSON | E | CULBERSON COUNTY - ADDITIONAL GROUNDWATER WELLS - RUSTLER AQUIFER | GROUNDWATER DESALINATION | 590 | 590 | 590 | 590 | 590 | 590
E | MINING, CULBERSON | E | CULBERSON COUNTY MINING - ADDITIONAL GROUNDWATER WELL - WEST TEXAS BOLSONS AQUIFER | GROUNDWATER DESALINATION | 590 | 590 | 590 | 590 | 590 | 590
E | MINING, EL PASO | E | EL PASO CO. MINING - ADDITIONAL GROUNDWATER WELLS | GROUNDWATER WELLS AND OTHER | 0 | 0 | 0 | 242 | 987 | 1833
E | MINING, HUDSPETH | E | HUDSPETH COUNTY MINING - ADDITIONAL GROUNDWATER WELL | GROUNDWATER DESALINATION | 30 | 30 | 30 | 30 | 30 | 30
E | PRESIDIO | E | CITY OF PRESIDIO - ADDITIONAL GROUNDWATER WELL IN THE WEST TEXAS BOLSONS AQUIFER | GROUNDWATER WELLS AND OTHER | 120 | 120 | 120 | 120 | 120 | 120
E | PRESIDIO | E | CITY OF PRESIDIO - WATER LOSS AUDIT AND MAIN-LINE REPAIR | MUNICIPAL CONSERVATION | 9 | 9 | 9 | 9 | 9 | 9
E | SOCORRO | E | CITY OF SOCORRO - PUBLIC CONSERVATION EDUCATION | MUNICIPAL CONSERVATION | 32 | 34 | 37 | 40 | 44 | 47
E | SOCORRO | E | CITY OF SOCORRO - PURCHASE WATER FROM LVWD | GROUNDWATER WELLS AND OTHER | 217 | 488 | 757 | 1069 | 1406 | 1732
E | STEAM ELECTRIC POWER, EL PASO | E | EL PASO SEP - PURCHASE WATER FROM EPWU | GROUNDWATER WELLS AND OTHER | 3651 | 4825 | 6255 | 7998 | 10124 | 12651
E | VAN HORN | E | CITY OF VAN HORN - WATER LOSS AUDIT AND MAIN-LINE REPAIR | MUNICIPAL CONSERVATION | 30 | 30 | 30 | 30 | 30 | 30
E | VINTON | E | CITY OF VINTON - HIGH CAPACITY WATER LINES FOR IMPROVED DISTRIBUTION OF WATER FROM EPWU | GROUNDWATER WELLS AND OTHER | 400 | 400 | 400 | 400 | 400 | 400
F | ANDREWS | F | MUNICIPAL CONSERVATION - ANDREWS | MUNICIPAL CONSERVATION | 82 | 99 | 136 | 157 | 183 | 213
F | BALLINGER | F | MUNICIPAL CONSERVATION - BALLINGER | MUNICIPAL CONSERVATION | 21 | 22 | 22 | 22 | 22 | 22
F | BALLINGER | F | SUBORDINATION - BALLINGER/MOONEN LAKE | OTHER SURFACE WATER | 486 | 482 | 477 | 498 | 494 | 490
F | BALLINGER | F | SUBORDINATION - CRMWD SYSTEM | OTHER SURFACE WATER | 235 | 137 | 168 | 196 | 222 | 245
F | BALLINGER | F | VOLUNTARY TRANSFER FROM CLYDE - FORT PHANTOM HILL SUPPLIES | OTHER SURFACE WATER | 888 | 857 | 816 | 748 | 708 | 668
F | BALLINGER | F | WATER AUDITS AND LEAK - BALLINGER | MUNICIPAL CONSERVATION | 37 | 37 | 36 | 36 | 36 | 36
F | BANGS | F | MUNICIPAL CONSERVATION - BANGS | MUNICIPAL CONSERVATION | 9 | 9 | 9 | 9 | 9 | 9
F | BANGS | F | REUSE - BANGS, DIRECT NON-POTABLE | OTHER DIRECT REUSE | 25 | 25 | 25 | 25 | 25 | 25
F | BIG LAKE | F | MUNICIPAL CONSERVATION - BIG LAKE | MUNICIPAL CONSERVATION | 18 | 21 | 22 | 23 | 24 | 24
F | BIG LAKE | F | WATER AUDITS AND LEAK - BIG LAKE | MUNICIPAL CONSERVATION | 29 | 32 | 33 | 35 | 36 | 37
F | BIG SPRING | F | ASR OF EXISTING SURFACE WATER SUPPLIES IN WARD COUNTY WELL FIELD - CRMWD | AQUIFER STORAGE AND RECOVERY | 0 | 64 | 58 | 64 | 71 | 77
F | BIG SPRING | F | CRMWD - DESALINATION OF BRACKISH SURFACE WATER | OTHER STRATEGIES | 0 | 0 | 39 | 43 | 48 | 52
F | BIG SPRING | F | MUNICIPAL CONSERVATION - BIG SPRING | MUNICIPAL CONSERVATION | 181 | 191 | 193 | 193 | 193 | 193
F | BIG SPRING | F | SUBORDINATION - CRMWD SYSTEM | OTHER SURFACE WATER | 2887 | 1727 | 2115 | 2453 | 2773 | 3058
F | BIG SPRING | F | WARD COUNTY WELL FIELD EXPANSION AND DEVELOPMENT OF WINKLER COUNTY WELL FIELD - CRMWD | GROUNDWATER WELLS AND OTHER | 186 | 142 | 131 | 145 | 158 | 173
F | BRADY | F | ADVANCED GROUNDWATER TREATMENT - BRADY | GROUNDWATER WELLS AND OTHER | 400 | 385 | 377 | 368 | 349 | 325
F | BRADY | F | MUNICIPAL CONSERVATION - BRADY | MUNICIPAL CONSERVATION | 32 | 33 | 33 | 33 | 33 | 33
F | BRADY | F | SUBORDINATION - BRADY CREEK RESERVOIR | OTHER SURFACE WATER | 1892 | 1854 | 1816 | 1778 | 1740 | 1700
F | BRONTE | F | DEVELOP GROUNDWATER FROM EDWARDS-TRINITY PLATEAU IN NOLAN COUNTY - BRONTE | GROUNDWATER WELLS AND OTHER | 78 | 78 | 78 | 78 | 78 | 78
F | BRONTE | F | MUNICIPAL CONSERVATION - BRONTE | MUNICIPAL CONSERVATION | 5 | 5 | 5 | 5 | 5 | 5
F | BRONTE | F | SUBORDINATION - OAK CREEK RESERVOIR | OTHER SURFACE WATER | 280 | 276 | 272 | 270 | 270 | 270
F | BRONTE | F | WATER AUDITS AND LEAK - BRONTE | MUNICIPAL CONSERVATION | 12 | 12 | 11 | 11 | 11 | 11
F | BROOKESMITH SUD | F | MUNICIPAL CONSERVATION - BROOKESMITH SUD | MUNICIPAL CONSERVATION | 44 | 45 | 45 | 45 | 45 | 45
F | BROWNWOOD | F | MUNICIPAL CONSERVATION - BROWNWOOD | MUNICIPAL CONSERVATION | 126 | 129 | 129 | 129 | 129 | 129
F | BROWNWOOD | F | REUSE - BROWNWOOD, DIRECT POTABLE | OTHER DIRECT REUSE | 841 | 841 | 841 | 841 | 841 | 841
F | COAHOMA | F | MUNICIPAL CONSERVATION - COAHOMA | MUNICIPAL CONSERVATION | 5 | 5 | 5 | 5 | 5 | 5
F | COAHOMA | F | SUBORDINATION - CRMWD SYSTEM | OTHER SURFACE WATER | 86 | 51 | 63 | 73 | 83 | 92
F | COAHOMA | F | WATER AUDITS AND LEAK - COAHOMA | MUNICIPAL CONSERVATION | 9 | 9 | 9 | 9 | 9 | 9
F | COLEMAN | F | MUNICIPAL CONSERVATION - COLEMAN | MUNICIPAL CONSERVATION | 26 | 27 | 27 | 27 | 27 | 27
F | COLEMAN | F | SUBORDINATION - HORDS CREEK LAKE | OTHER SURFACE WATER | 358 | 346 | 334 | 322 | 310 | 300
F | COLEMAN | F | SUBORDINATION - LAKE COLEMAN | OTHER SURFACE WATER | 1925 | 1894 | 1864 | 1833 | 1799 | 1763
F | COLEMAN COUNTY SUD | F | MUNICIPAL CONSERVATION - COLEMAN COUNTY SUD | MUNICIPAL CONSERVATION | 19 | 19 | 19 | 19 | 19 | 19
F | COLEMAN COUNTY SUD | F | SUBORDINATION - LAKE COLEMAN | OTHER SURFACE WATER | 214 | 211 | 206 | 202 | 202 | 203
F | COLORADO CITY | F | MUNICIPAL CONSERVATION - COLORADO CITY | MUNICIPAL CONSERVATION | 28 | 31 | 32 | 32 | 32 | 33
F | CONCHO RURAL WATER CORPORATION | F | DESALINATION OF OTHER AQUIFER SUPPLIES IN TOM GREEN COUNTY - CONCHO RURAL WSC | GROUNDWATER DESALINATION | 150 | 150 | 150 | 150 | 150 | 150
F | CONCHO RURAL WATER CORPORATION | F | MUNICIPAL CONSERVATION - CONCHO RURAL WSC | MUNICIPAL CONSERVATION | 33 | 35 | 37 | 38 | 40 | 41
F | COUNTY-OTHER, ANDREWS | F | DEVELOP ADDITIONAL EDWARDS-TRINITY PLATEAU AQUIFER SUPPLIES - ANDREWS COUNTY OTHER | GROUNDWATER WELLS AND OTHER | 500 | 500 | 500 | 500 | 500 | 500
F | COUNTY-OTHER, BORDEN | F | MUNICIPAL CONSERVATION - BORDEN COUNTY OTHER | MUNICIPAL CONSERVATION | 4 | 4 | 4 | 4 | 4 | 4
F | COUNTY-OTHER, BORDEN | F | WATER AUDITS AND LEAK - BORDEN COUNTY OTHER | MUNICIPAL CONSERVATION | 9 | 9 | 9 | 9 | 9 | 9
F | COUNTY-OTHER, COKE | F | SUBORDINATION - OAK CREEK RESERVOIR | OTHER SURFACE WATER | 29 | 28 | 28 | 27 | 27 | 27
F | COUNTY-OTHER, COKE | F | VOLUNTARY TRANSFER FROM IRRIGATION - COKE COUNTY OTHER | GROUNDWATER WELLS AND OTHER | 22 | 20 | 18 | 18 | 18 | 18
F | COUNTY-OTHER, COLEMAN | F | SUBORDINATION - LAKE COLEMAN | OTHER SURFACE WATER | 24 | 23 | 23 | 23 | 22 | 22
F | COUNTY-OTHER, ECTOR | F | ASR OF EXISTING SURFACE WATER SUPPLIES IN WARD COUNTY WELL FIELD - CRMWD | AQUIFER STORAGE AND RECOVERY | 0 | 0 | 0 | 56 | 133 | 207
F | COUNTY-OTHER, ECTOR | F | CRMWD - DESALINATION OF BRACKISH SURFACE WATER | OTHER STRATEGIES | 0 | 0 | 0 | 38 | 89 | 139
F | COUNTY-OTHER, ECTOR | F | SUBORDINATION - CRMWD SYSTEM | OTHER SURFACE WATER | 538 | 348 | 469 | 606 | 759 | 923
F | COUNTY-OTHER, ECTOR | F | WARD COUNTY WELL FIELD EXPANSION AND DEVELOPMENT OF WINKLER COUNTY WELL FIELD - CRMWD | GROUNDWATER WELLS AND OTHER | 0 | 0 | 0 | 127 | 298 | 463
F | COUNTY-OTHER, HOWARD | F | ASR OF EXISTING SURFACE WATER SUPPLIES IN WARD COUNTY WELL FIELD - CRMWD | AQUIFER STORAGE AND RECOVERY | 0 | 150 | 123 | 122 | 121 | 121
F | COUNTY-OTHER, HOWARD | F | CRMWD - DESALINATION OF BRACKISH SURFACE WATER | OTHER STRATEGIES | 0 | 0 | 82 | 82 | 82 | 82
F | COUNTY-OTHER, HOWARD | F | WARD COUNTY WELL FIELD EXPANSION AND DEVELOPMENT OF WINKLER COUNTY WELL FIELD - CRMWD | GROUNDWATER WELLS AND OTHER | 449 | 335 | 275 | 274 | 273 | 273
F | COUNTY-OTHER, KIMBLE | F | DEVELOP ADDITIONAL EDWARDS-TRINITY PLATEAU AQUIFER SUPPLIES - JUNCTION | GROUNDWATER WELLS AND OTHER | 13 | 12 | 12 | 12 | 12 | 12
F | COUNTY-OTHER, MARTIN | F | DEVELOP ADDITIONAL DOCKUM AQUIFER SUPPLIES - MARTIN COUNTY OTHER | GROUNDWATER WELLS AND OTHER | 250 | 250 | 250 | 250 | 250 | 250
F | COUNTY-OTHER, MASON | F | ADDITIONAL WATER TREATMENT - MASON | GROUNDWATER WELLS AND OTHER | 9 | 9 | 9 | 9 | 9 | 9
F | COUNTY-OTHER, MCCULLOCH | F | MUNICIPAL CONSERVATION - MCCULLOCH COUNTY OTHER | MUNICIPAL CONSERVATION | 3 | 3 | 3 | 3 | 3 | 3
F | COUNTY-OTHER, MCCULLOCH | F | VOLUNTARY TRANSFER FROM MILLERSVIEW DOOLE - MCCULLOCH COUNTY-OTHER | GROUNDWATER WELLS AND OTHER | 35 | 35 | 35 | 35 | 35 | 35
F | COUNTY-OTHER, MIDLAND | F | DEVELOP ADDITIONAL PECOS VALLEY AQUIFER SUPPLIES - MIDLAND COUNTY OTHER | GROUNDWATER WELLS AND OTHER | 0 | 1000 | 1000 | 1000 | 1000 | 1000
F | COUNTY-OTHER, MIDLAND | F | MUNICIPAL CONSERVATION - MIDLAND COUNTY OTHER | MUNICIPAL CONSERVATION | 145 | 164 | 183 | 202 | 220 | 239
F | COUNTY-OTHER, MITCHELL | F | MUNICIPAL CONSERVATION - MITCHELL COUNTY OTHER | MUNICIPAL CONSERVATION | 26 | 27 | 28 | 28 | 29 | 29
F | COUNTY-OTHER, MITCHELL | F | WATER AUDITS AND LEAK - MITCHELL COUNTY OTHER | MUNICIPAL CONSERVATION | 42 | 43 | 43 | 43 | 43 | 44
F | COUNTY-OTHER, REEVES | F | MUNICIPAL CONSERVATION - REEVES COUNTY OTHER | MUNICIPAL CONSERVATION | 19 | 20 | 22 | 23 | 24 | 25
F | COUNTY-OTHER, RUNNELS | F | REUSE- WINTERS, DIRECT POTABLE | DIRECT POTABLE REUSE | 32 | 33 | 34 | 34 | 34 | 34
F | COUNTY-OTHER, RUNNELS | F | SUBORDINATION - BALLINGER/MOONEN LAKE | OTHER SURFACE WATER | 90 | 90 | 90 | 67 | 67 | 66
F | COUNTY-OTHER, RUNNELS | F | SUBORDINATION - WINTERS LAKE | OTHER SURFACE WATER | 72 | 72 | 73 | 71 | 70 | 68
F | COUNTY-OTHER, RUNNELS | F | VOLUNTARY TRANSFER - WINTERS - PURCHASE FROM ABILENE | OTHER SURFACE WATER | 38 | 39 | 40 | 41 | 41 | 41
F | COUNTY-OTHER, RUNNELS | F | VOLUNTARY TRANSFER FROM CLYDE - FORT PHANTOM HILL SUPPLIES | OTHER SURFACE WATER | 67 | 59 | 61 | 90 | 90 | 90
F | COUNTY-OTHER, SCURRY | F | ASR OF EXISTING SURFACE WATER SUPPLIES IN WARD COUNTY WELL FIELD - CRMWD | AQUIFER STORAGE AND RECOVERY | 0 | 56 | 54 | 64 | 76 | 90
F | COUNTY-OTHER, SCURRY | F | CRMWD - DESALINATION OF BRACKISH SURFACE WATER | OTHER STRATEGIES | 0 | 0 | 36 | 43 | 51 | 60
F | COUNTY-OTHER, SCURRY | F | SUBORDINATION - CRMWD SYSTEM | OTHER SURFACE WATER | 141 | 82 | 102 | 118 | 133 | 147
F | COUNTY-OTHER, SCURRY | F | VOLUNTARY TRANSFER FROM IRRIGATION - SCURRY COUNTY-OTHER | GROUNDWATER WELLS AND OTHER | 150 | 150 | 150 | 150 | 150 | 150
F | COUNTY-OTHER, SCURRY | F | WARD COUNTY WELL FIELD EXPANSION AND DEVELOPMENT OF WINKLER COUNTY WELL FIELD - CRMWD | GROUNDWATER WELLS AND OTHER | 158 | 126 | 120 | 143 | 172 | 201
F | COUNTY-OTHER, TOM GREEN | G | ABILENE REDUCTION FOR WEST TEXAS WATER PARTNERSHIP | OTHER SURFACE WATER | 0 | 60 | 69 | 61 | 68 | 73
F | COUNTY-OTHER, TOM GREEN | F | BRUSH CONTROL - SAN ANGELO | OTHER STRATEGIES | 41 | 25 | 29 | 26 | 28 | 31
F | COUNTY-OTHER, TOM GREEN | G | CEDAR RIDGE RESERVOIR | NEW MAJOR RESERVOIR | 0 | 89 | 104 | 92 | 101 | 110
F | COUNTY-OTHER, TOM GREEN | F | DESALINATION OF OTHER AQUIFER SUPPLIES IN TOM GREEN COUNTY - SAN ANGELO | GROUNDWATER DESALINATION | 0 | 0 | 0 | 96 | 105 | 115
F | COUNTY-OTHER, TOM GREEN | F | REUSE - SAN ANGELO | DIRECT POTABLE REUSE | 290 | 174 | 202 | 179 | 197 | 214
F | COUNTY-OTHER, TOM GREEN | F | SUBORDINATION - SAN ANGELO SYSTEM | OTHER SURFACE WATER | 225 | 225 | 225 | 225 | 225 | 225
F | COUNTY-OTHER, WARD | F | MUNICIPAL CONSERVATION - WARD COUNTY OTHER | MUNICIPAL CONSERVATION | 22 | 23 | 24 | 25 | 25 | 26
F | COUNTY-OTHER, WARD | F | SUBORDINATION - CRMWD SYSTEM | OTHER SURFACE WATER | 70 | 41 | 50 | 59 | 67 | 74
F | COUNTY-OTHER, WARD | F | WATER AUDITS AND LEAK - WARD COUNTY OTHER | MUNICIPAL CONSERVATION | 37 | 39 | 39 | 40 | 41 | 42
F | COUNTY-OTHER, WINKLER | F | DEVELOP ADDITIONAL PECOS VALLEY AQUIFER SUPPLIES - WINKLER COUNTY OTHER | GROUNDWATER WELLS AND OTHER | 500 | 500 | 500 | 500 | 500 | 500
F | COUNTY-OTHER, WINKLER | F | MUNICIPAL CONSERVATION - WINKLER COUNTY OTHER | MUNICIPAL CONSERVATION | 6 | 10 | 12 | 15 | 18 | 20
F | COUNTY-OTHER, WINKLER | F | WATER AUDITS AND LEAK - WINKLER COUNTY OTHER | MUNICIPAL CONSERVATION | 11 | 16 | 20 | 25 | 28 | 32
F | CRANE | F | MUNICIPAL CONSERVATION - CRANE | MUNICIPAL CONSERVATION | 20 | 21 | 23 | 24 | 25 | 26
F | CROCKETT COUNTY WCID #1 | F | MUNICIPAL CONSERVATION - CROCKETT COUNTY WCID | MUNICIPAL CONSERVATION | 21 | 23 | 23 | 24 | 24 | 24
F | EARLY | F | MUNICIPAL CONSERVATION - EARLY | MUNICIPAL CONSERVATION | 16 | 16 | 16 | 16 | 16 | 16
F | ECTOR COUNTY UD | F | MUNICIPAL CONSERVATION - ECTOR COUNTY UD | MUNICIPAL CONSERVATION | 83 | 94 | 102 | 135 | 149 | 162
F | ECTOR COUNTY UD | F | SUBORDINATION - CRMWD SYSTEM | OTHER SURFACE WATER | 871 | 565 | 767 | 990 | 1230 | 1480
F | EDEN | F | MUNICIPAL CONSERVATION - EDEN | MUNICIPAL CONSERVATION | 16 | 16 | 16 | 16 | 16 | 16
F | EDEN | F | REUSE - EDEN, DIRECT NON-POTABLE | OTHER DIRECT REUSE | 50 | 50 | 50 | 50 | 50 | 50
F | ELDORADO | F | MUNICIPAL CONSERVATION - EL DORADO | MUNICIPAL CONSERVATION | 11 | 11 | 11 | 11 | 11 | 11
F | ELDORADO | F | WATER AUDITS AND LEAK - EL DORADO | MUNICIPAL CONSERVATION | 25 | 24 | 24 | 24 | 24 | 24
F | FORT STOCKTON | F | MUNICIPAL CONSERVATION - FORT STOCKTON | MUNICIPAL CONSERVATION | 50 | 53 | 57 | 60 | 63 | 66
F | GREATER GARDENDALE WSC | F | MUNICIPAL CONSERVATION - GREATER GARDENDALE WSC | MUNICIPAL CONSERVATION | 16 | 19 | 21 | 23 | 26 | 28
F | IRAAN | F | MUNICIPAL CONSERVATION - IRAAN | MUNICIPAL CONSERVATION | 7 | 8 | 8 | 9 | 9 | 10
F | IRRIGATION, ANDREWS | F | IRRIGATION CONSERVATION - ANDREWS COUNTY | IRRIGATION CONSERVATION | 1895 | 3758 | 3726 | 3726 | 3726 | 3726
F | IRRIGATION, BORDEN | F | IRRIGATION CONSERVATION - BORDEN COUNTY | IRRIGATION CONSERVATION | 200 | 399 | 399 | 399 | 399 | 399
F | IRRIGATION, BROWN | F | IRRIGATION CONSERVATION - BROWN COUNTY | IRRIGATION CONSERVATION | 472 | 752 | 750 | 750 | 750 | 750
F | IRRIGATION, COKE | F | IRRIGATION CONSERVATION - COKE COUNTY | IRRIGATION CONSERVATION | 48 | 96 | 115 | 115 | 115 | 115
F | IRRIGATION, COLEMAN | F | IRRIGATION CONSERVATION - COLEMAN COUNTY | IRRIGATION CONSERVATION | 39 | 77 | 77 | 77 | 77 | 77
F | IRRIGATION, COLEMAN | F | SUBORDINATION - LAKE COLEMAN | OTHER SURFACE WATER | 743 | 743 | 743 | 743 | 743 | 743
F | IRRIGATION, CONCHO | F | IRRIGATION CONSERVATION - CONCHO COUNTY | IRRIGATION CONSERVATION | 487 | 969 | 1062 | 1062 | 1062 | 1062
F | IRRIGATION, CROCKETT | F | IRRIGATION CONSERVATION - CROCKETT COUNTY | IRRIGATION CONSERVATION | 24 | 47 | 69 | 69 | 69 | 69
F | IRRIGATION, CROCKETT | F | WEATHER MODIFICATION | OTHER STRATEGIES | 9 | 9 | 9 | 9 | 9 | 9
F | IRRIGATION, ECTOR | F | IRRIGATION CONSERVATION - ECTOR COUNTY | IRRIGATION CONSERVATION | 72 | 142 | 210 | 210 | 210 | 210
F | IRRIGATION, ECTOR | F | SUBORDINATION - CRMWD SYSTEM | OTHER SURFACE WATER | 188 | 110 | 134 | 157 | 178 | 196
F | IRRIGATION, GLASSCOCK | F | IRRIGATION CONSERVATION - GLASSCOCK COUNTY | IRRIGATION CONSERVATION | 2268 | 2250 | 2232 | 2232 | 2232 | 2232
F | IRRIGATION, HOWARD | F | IRRIGATION CONSERVATION - HOWARD COUNTY | IRRIGATION CONSERVATION | 336 | 665 | 722 | 722 | 722 | 722
F | IRRIGATION, IRION | F | IRRIGATION CONSERVATION - IRION COUNTY | IRRIGATION CONSERVATION | 73 | 144 | 210 | 210 | 210 | 210
F | IRRIGATION, IRION | F | WEATHER MODIFICATION | OTHER STRATEGIES | 110 | 110 | 110 | 110 | 110 | 110
F | IRRIGATION, KIMBLE | F | IRRIGATION CONSERVATION - KIMBLE COUNTY | IRRIGATION CONSERVATION | 147 | 283 | 326 | 326 | 326 | 326
F | IRRIGATION, MARTIN | F | IRRIGATION CONSERVATION - MARTIN COUNTY | IRRIGATION CONSERVATION | 1816 | 3567 | 5254 | 5254 | 5254 | 5254
F | IRRIGATION, MASON | F | IRRIGATION CONSERVATION - MASON COUNTY | IRRIGATION CONSERVATION | 415 | 817 | 1208 | 1208 | 1208 | 1208
F | IRRIGATION, MCCULLOCH | F | IRRIGATION CONSERVATION - MCCULLOCH COUNTY | IRRIGATION CONSERVATION | 179 | 354 | 524 | 524 | 524 | 524
F | IRRIGATION, MENARD | F | IRRIGATION CONSERVATION - MENARD COUNTY | IRRIGATION CONSERVATION | 127 | 252 | 377 | 377 | 377 | 377
F | IRRIGATION, MIDLAND | F | IRRIGATION CONSERVATION - MIDLAND COUNTY | IRRIGATION CONSERVATION | 1664 | 3302 | 4913 | 4913 | 4913 | 4913
F | IRRIGATION, MITCHELL | F | IRRIGATION CONSERVATION - MITCHELL COUNTY | IRRIGATION CONSERVATION | 230 | 229 | 228 | 228 | 228 | 228
F | IRRIGATION, PECOS | F | IRRIGATION CONSERVATION - PECOS COUNTY | IRRIGATION CONSERVATION | 6301 | 12602 | 18903 | 18903 | 18903 | 18903
F | IRRIGATION, PECOS | F | WEATHER MODIFICATION | OTHER STRATEGIES | 264 | 264 | 264 | 264 | 264 | 264
F | IRRIGATION, REAGAN | F | IRRIGATION CONSERVATION - REAGAN COUNTY | IRRIGATION CONSERVATION | 957 | 1881 | 2773 | 2773 | 2773 | 2773
F | IRRIGATION, REAGAN | F | WEATHER MODIFICATION | OTHER STRATEGIES | 1469 | 1469 | 1469 | 1469 | 1469 | 1469
F | IRRIGATION, REEVES | F | IRRIGATION CONSERVATION - REEVES COUNTY | IRRIGATION CONSERVATION | 4568 | 9058 | 13469 | 13469 | 13469 | 13469
F | IRRIGATION, REEVES | F | WEATHER MODIFICATION | OTHER STRATEGIES | 240 | 240 | 240 | 240 | 240 | 240
F | IRRIGATION, RUNNELS | F | IRRIGATION CONSERVATION - RUNNELS COUNTY | IRRIGATION CONSERVATION | 200 | 399 | 477 | 477 | 477 | 477
F | IRRIGATION, SCHLEICHER | F | IRRIGATION CONSERVATION - SCHLEICHER COUNTY | IRRIGATION CONSERVATION | 71 | 83 | 81 | 81 | 81 | 81
F | IRRIGATION, SCHLEICHER | F | WEATHER MODIFICATION | OTHER STRATEGIES | 102 | 102 | 102 | 102 | 102 | 102
F | IRRIGATION, SCURRY | F | IRRIGATION CONSERVATION - SCURRY COUNTY | IRRIGATION CONSERVATION | 365 | 706 | 885 | 885 | 885 | 885
F | IRRIGATION, STERLING | F | IRRIGATION CONSERVATION - STERLING COUNTY | IRRIGATION CONSERVATION | 49 | 94 | 135 | 135 | 135 | 135
F | IRRIGATION, STERLING | F | WEATHER MODIFICATION | OTHER STRATEGIES | 25 | 25 | 25 | 25 | 25 | 25
F | IRRIGATION, SUTTON | F | IRRIGATION CONSERVATION - SUTTON COUNTY | IRRIGATION CONSERVATION | 90 | 177 | 260 | 260 | 260 | 260
F | IRRIGATION, SUTTON | F | WEATHER MODIFICATION | OTHER STRATEGIES | 34 | 34 | 34 | 34 | 34 | 34
F | IRRIGATION, TOM GREEN | F | IRRIGATION CONSERVATION - TOM GREEN COUNTY | IRRIGATION CONSERVATION | 4679 | 9335 | 11175 | 11175 | 11175 | 11175
F | IRRIGATION, TOM GREEN | F | WEATHER MODIFICATION | OTHER STRATEGIES | 4945 | 4945 | 4945 | 4945 | 4945 | 4945
F | IRRIGATION, UPTON | F | IRRIGATION CONSERVATION - UPTON COUNTY | IRRIGATION CONSERVATION | 474 | 934 | 1380 | 1380 | 1380 | 1380
F | IRRIGATION, WARD | F | IRRIGATION CONSERVATION - WARD COUNTY | IRRIGATION CONSERVATION | 281 | 554 | 821 | 821 | 821 | 821
F | IRRIGATION, WARD | F | WEATHER MODIFICATION | OTHER STRATEGIES | 46 | 46 | 46 | 46 | 46 | 46
F | IRRIGATION, WINKLER | F | IRRIGATION CONSERVATION - WINKLER COUNTY | IRRIGATION CONSERVATION | 246 | 491 | 737 | 737 | 737 | 737
F | JUNCTION | F | DEVELOP ADDITIONAL EDWARDS-TRINITY PLATEAU AQUIFER SUPPLIES - JUNCTION | GROUNDWATER WELLS AND OTHER | 203 | 208 | 208 | 208 | 208 | 208
F | JUNCTION | F | MUNICIPAL CONSERVATION - JUNCTION | MUNICIPAL CONSERVATION | 14 | 15 | 15 | 15 | 15 | 15
F | JUNCTION | F | SUBORDINATION - KIMBLE COUNTY ROR | OTHER SURFACE WATER | 412 | 412 | 412 | 412 | 412 | 412
F | JUNCTION | F | WATER AUDITS AND LEAK - JUNCTION | MUNICIPAL CONSERVATION | 31 | 31 | 31 | 30 | 30 | 30
F | KERMIT | F | MUNICIPAL CONSERVATION - KERMIT | MUNICIPAL CONSERVATION | 32 | 32 | 32 | 33 | 33 | 33
F | LIVESTOCK, ANDREWS | F | DEVELOP ADDITIONAL EDWARDS-TRINITY PLATEAU AQUIFER SUPPLIES - ANDREWS COUNTY LIVESTOCK | GROUNDWATER WELLS AND OTHER | 150 | 150 | 150 | 150 | 150 | 150
F | LIVESTOCK, ANDREWS | F | DEVELOP ADDITIONAL PECOS VALLEY AQUIFER SUPPLIES - ANDREWS COUNTY LIVESTOCK | GROUNDWATER WELLS AND OTHER | 50 | 50 | 50 | 50 | 50 | 50
F | LIVESTOCK, HOWARD | F | DEVELOP ADDITIONAL DOCKUM AQUIFER SUPPLIES - HOWARD COUNTY LIVESTOCK | GROUNDWATER WELLS AND OTHER | 150 | 150 | 150 | 150 | 150 | 150
F | LIVESTOCK, MARTIN | F | DEVELOP ADDITIONAL DOCKUM AQUIFER SUPPLIES - MARTIN COUNTY LIVESTOCK | GROUNDWATER WELLS AND OTHER | 40 | 40 | 40 | 40 | 40 | 40
F | LIVESTOCK, MCCULLOCH | F | DEVELOP ADDITIONAL EDWARDS-TRINITY PLATEAU AQUIFER SUPPLIES - MCCULLOCH COUNTY LIVESTOCK | GROUNDWATER WELLS AND OTHER | 30 | 30 | 30 | 30 | 30 | 30
F | LIVESTOCK, SCURRY | F | NEW GROUNDWATER FROM LOCAL ALLUVIUM AQUIFER - SCURRY COUNTY LIVESTOCK | GROUNDWATER WELLS AND OTHER | 92 | 92 | 92 | 92 | 92 | 92
F | LORAINE | F | MUNICIPAL CONSERVATION - LORAINE | MUNICIPAL CONSERVATION | 3 | 4 | 4 | 4 | 4 | 4
F | MADERA VALLEY WSC | F | MUNICIPAL CONSERVATION - MADERA VALLEY WSC | MUNICIPAL CONSERVATION | 11 | 12 | 12 | 13 | 13 | 14
F | MADERA VALLEY WSC | F | WATER AUDITS AND LEAK - MADERA VALLEY WSC | MUNICIPAL CONSERVATION | 69 | 73 | 76 | 78 | 80 | 82
F | MANUFACTURING, COLEMAN | F | SUBORDINATION - LAKE COLEMAN | OTHER SURFACE WATER | 9 | 9 | 9 | 9 | 9 | 9
F | MANUFACTURING, ECTOR | F | SUBORDINATION - CRMWD SYSTEM | OTHER SURFACE WATER | 312 | 182 | 240 | 282 | 318 | 345
F | MANUFACTURING, HOWARD | F | ASR OF EXISTING SURFACE WATER SUPPLIES IN WARD COUNTY WELL FIELD - CRMWD | AQUIFER STORAGE AND RECOVERY | 0 | 239 | 229 | 255 | 304 | 357
F | MANUFACTURING, HOWARD | F | CRMWD - DESALINATION OF BRACKISH SURFACE WATER | OTHER STRATEGIES | 0 | 0 | 154 | 171 | 205 | 240
F | MANUFACTURING, HOWARD | F | SUBORDINATION - CRMWD SYSTEM | OTHER SURFACE WATER | 705 | 412 | 504 | 589 | 668 | 736
F | MANUFACTURING, HOWARD | F | WARD COUNTY WELL FIELD EXPANSION AND DEVELOPMENT OF WINKLER COUNTY WELL FIELD - CRMWD | GROUNDWATER WELLS AND OTHER | 614 | 534 | 512 | 572 | 682 | 799
F | MANUFACTURING, KIMBLE | F | DEVELOP ADDITIONAL EDWARDS-TRINITY PLATEAU AQUIFER SUPPLIES - KIMBLE COUNTY MANUFACTURING | GROUNDWATER WELLS AND OTHER | 300 | 300 | 300 | 300 | 300 | 300
F | MANUFACTURING, MARTIN | F | VOLUNTARY TRANSFER FROM IRRIGATION - MARTIN COUNTY MANUFACTURING | GROUNDWATER WELLS AND OTHER | 25 | 26 | 25 | 26 | 28 | 29
F | MANUFACTURING, MCCULLOCH | F | ADVANCED GROUNDWATER TREATMENT - BRADY | GROUNDWATER WELLS AND OTHER | 201 | 217 | 230 | 241 | 261 | 284
F | MANUFACTURING, RUNNELS | F | SUBORDINATION - BALLINGER/MOONEN LAKE | OTHER SURFACE WATER | 8 | 8 | 8 | 6 | 6 | 6
F | MANUFACTURING, RUNNELS | F | SUBORDINATION - WINTERS LAKE | OTHER SURFACE WATER | 5 | 5 | 5 | 5 | 5 | 5
F | MANUFACTURING, RUNNELS | F | VOLUNTARY TRANSFER FROM CLYDE - FORT PHANTOM HILL SUPPLIES | OTHER SURFACE WATER | 35 | 39 | 43 | 48 | 53 | 58
F | MANUFACTURING, TOM GREEN | G | ABILENE REDUCTION FOR WEST TEXAS WATER PARTNERSHIP | OTHER SURFACE WATER | 0 | 181 | 216 | 200 | 235 | 273
F | MANUFACTURING, TOM GREEN | F | BRUSH CONTROL - SAN ANGELO | OTHER STRATEGIES | 98 | 75 | 90 | 83 | 98 | 113
F | MANUFACTURING, TOM GREEN | G | CEDAR RIDGE RESERVOIR | NEW MAJOR RESERVOIR | 0 | 271 | 324 | 299 | 351 | 409
F | MANUFACTURING, TOM GREEN | F | DESALINATION OF OTHER AQUIFER SUPPLIES IN TOM GREEN COUNTY - SAN ANGELO | GROUNDWATER DESALINATION | 0 | 0 | 0 | 312 | 366 | 425
F | MANUFACTURING, TOM GREEN | F | REUSE - SAN ANGELO | DIRECT POTABLE REUSE | 685 | 528 | 631 | 582 | 683 | 794
F | MANUFACTURING, TOM GREEN | F | SUBORDINATION - SAN ANGELO SYSTEM | OTHER SURFACE WATER | 428 | 404 | 396 | 378 | 361 | 343
F | MASON | F | ADDITIONAL WATER TREATMENT - MASON | GROUNDWATER WELLS AND OTHER | 694 | 684 | 676 | 671 | 671 | 671
F | MASON | F | MUNICIPAL CONSERVATION - MASON | MUNICIPAL CONSERVATION | 12 | 12 | 12 | 12 | 12 | 12
F | MASON | F | WATER AUDITS AND LEAK - MASON | MUNICIPAL CONSERVATION | 26 | 26 | 26 | 25 | 25 | 25
F | MCCAMEY | F | MUNICIPAL CONSERVATION - MCCAMEY | MUNICIPAL CONSERVATION | 11 | 12 | 13 | 13 | 13 | 14
F | MCCAMEY | F | WATER AUDITS AND LEAK - MCCAMEY | MUNICIPAL CONSERVATION | 39 | 41 | 42 | 44 | 45 | 45
F | MENARD | F | DEVELOP ADDITIONAL HICKORY AQUIFER SUPPLIES - MENARD | GROUNDWATER WELLS AND OTHER | 500 | 500 | 500 | 500 | 500 | 500
F | MENARD | F | MUNICIPAL CONSERVATION - MENARD | MUNICIPAL CONSERVATION | 8 | 8 | 8 | 8 | 8 | 8
F | MENARD | F | REUSE - MENARD, DIRECT NON-POTABLE | OTHER DIRECT REUSE | 67 | 67 | 67 | 67 | 67 | 67
F | MENARD | F | WATER AUDITS AND LEAK - MENARD | MUNICIPAL CONSERVATION | 17 | 17 | 17 | 16 | 16 | 16
F | MERTZON | F | MUNICIPAL CONSERVATION - MERTZON | MUNICIPAL CONSERVATION | 5 | 5 | 5 | 5 | 5 | 5
F | MIDLAND | G | ABILENE REDUCTION FOR WEST TEXAS WATER PARTNERSHIP | OTHER SURFACE WATER | 0 | 1600 | 1600 | 1600 | 1600 | 1600
F | MIDLAND | F | ADDITIONAL T-BAR RANCH SUPPLIES WITH TREATMENT - MIDLAND | GROUNDWATER WELLS AND OTHER | 0 | 10000 | 10000 | 10000 | 10000 | 10000
F | MIDLAND | F | ASR OF EXISTING SURFACE WATER SUPPLIES IN WARD COUNTY WELL FIELD - CRMWD | AQUIFER STORAGE AND RECOVERY | 0 | 1235 | 1022 | 1022 | 1022 | 1022
F | MIDLAND | G | CEDAR RIDGE RESERVOIR | NEW MAJOR RESERVOIR | 0 | 2400 | 2400 | 2400 | 2400 | 2400
F | MIDLAND | F | CRMWD - DESALINATION OF BRACKISH SURFACE WATER | OTHER STRATEGIES | 0 | 0 | 687 | 687 | 687 | 687
F | MIDLAND | F | MUNICIPAL CONSERVATION - MIDLAND | MUNICIPAL CONSERVATION | 813 | 879 | 973 | 1062 | 1150 | 1236
F | MIDLAND | F | SUBORDINATION - CRMWD SYSTEM | OTHER SURFACE WATER | 8826 | 0 | 0 | 0 | 0 | 0
F | MIDLAND | F | WARD COUNTY WELL FIELD EXPANSION AND DEVELOPMENT OF WINKLER COUNTY WELL FIELD - CRMWD | GROUNDWATER WELLS AND OTHER | 0 | 2765 | 2291 | 2291 | 2291 | 2291
F | MILES | F | MUNICIPAL CONSERVATION - MILES | MUNICIPAL CONSERVATION | 5 | 6 | 6 | 6 | 6 | 6
F | MILES | F | SUBORDINATION - SAN ANGELO SYSTEM | OTHER SURFACE WATER | 112 | 124 | 121 | 119 | 119 | 119
F | MILLERSVIEW-DOOLE WSC | F | MUNICIPAL CONSERVATION - MILLERSVIEW-DOOLE WSC | MUNICIPAL CONSERVATION | 24 | 25 | 25 | 26 | 26 | 27
F | MILLERSVIEW-DOOLE WSC | F | SUBORDINATION - CRMWD SYSTEM | OTHER SURFACE WATER | 247 | 130 | 166 | 201 | 232 | 259
F | MINING, ANDREWS | F | MINING CONSERVATION - ANDREWS COUNTY | OTHER CONSERVATION | 277 | 260 | 222 | 176 | 135 | 104
F | MINING, ANDREWS | F | REUSE - MIDLAND DIRECT NON-POTABLE SALES TO MINING | OTHER DIRECT REUSE | 2500 | 2500 | 2500 | 2500 | 2500 | 2500
F | MINING, BORDEN | F | MINING CONSERVATION - BORDEN COUNTY | OTHER CONSERVATION | 48 | 65 | 55 | 35 | 17 | 8
F | MINING, BROWN | F | MINING CONSERVATION - BROWN COUNTY | OTHER CONSERVATION | 66 | 66 | 67 | 67 | 66 | 66
F | MINING, COKE | F | DEVELOP ADDITIONAL EDWARDS-TRINITY PLATEAU AQUIFER - COKE COUNTY MINING | GROUNDWATER WELLS AND OTHER | 250 | 250 | 250 | 250 | 250 | 250
F | MINING, COKE | F | MINING CONSERVATION - COKE COUNTY | OTHER CONSERVATION | 34 | 34 | 30 | 26 | 23 | 20
F | MINING, COKE | F | SUBORDINATION - CRMWD BRACKISH WATER SYSTEM | OTHER SURFACE WATER | 38 | 36 | 34 | 32 | 30 | 28
F | MINING, COLEMAN | F | DEVELOP ADDITIONAL HICKORY AQUIFER SUPPLIES - COLEMAN COUNTY MINING | GROUNDWATER WELLS AND OTHER | 65 | 65 | 65 | 65 | 65 | 65
F | MINING, COLEMAN | F | MINING CONSERVATION - COLEMAN COUNTY | OTHER CONSERVATION | 8 | 7 | 7 | 6 | 5 | 5
F | MINING, CONCHO | F | DEVELOP ADDITIONAL HICKORY AQUIFER SUPPLIES - CONCHO COUNTY MINING | GROUNDWATER WELLS AND OTHER | 200 | 200 | 200 | 200 | 200 | 200
F | MINING, CONCHO | F | MINING CONSERVATION - CONCHO COUNTY | OTHER CONSERVATION | 34 | 33 | 30 | 26 | 22 | 20
F | MINING, CRANE | F | MINING CONSERVATION - CRANE COUNTY | OTHER CONSERVATION | 43 | 59 | 60 | 48 | 37 | 28
F | MINING, CROCKETT | F | MINING CONSERVATION - CROCKETT COUNTY | OTHER CONSERVATION | 121 | 129 | 88 | 48 | 14 | 4
F | MINING, CROCKETT | F | REUSE - MINING, CROCKETT - SALES FROM CROCKETT WCID #1 | OTHER DIRECT REUSE | 75 | 75 | 75 | 75 | 75 | 75
F | MINING, ECTOR | F | MINING CONSERVATION - ECTOR COUNTY | OTHER CONSERVATION | 138 | 151 | 135 | 110 | 89 | 75
F | MINING, GLASSCOCK | F | MINING CONSERVATION - GLASSCOCK COUNTY | OTHER CONSERVATION | 240 | 217 | 167 | 118 | 77 | 56
F | MINING, HOWARD | F | DEVELOP ADDITIONAL DOCKUM AQUIFER SUPPLIES - HOWARD COUNTY MINING | GROUNDWATER WELLS AND OTHER | 274 | 274 | 274 | 274 | 274 | 274
F | MINING, HOWARD | F | DEVELOP ADDITIONAL OGALLALA AQUIFER SUPPLIES - HOWARD COUNTY MINING | GROUNDWATER WELLS AND OTHER | 20 | 31 | 31 | 31 | 3 | 3
F | MINING, HOWARD | F | MINING CONSERVATION - HOWARD COUNTY | OTHER CONSERVATION | 174 | 192 | 136 | 80 | 33 | 14
F | MINING, HOWARD | F | SUBORDINATION - CRMWD BRACKISH WATER SYSTEM | OTHER SURFACE WATER | 1238 | 1240 | 1242 | 982 | 320 | 43
F | MINING, IRION | F | DEVELOP ADDITIONAL DOCKUM AQUIFER SUPPLIES - IRION COUNTY MINING | GROUNDWATER WELLS AND OTHER | 150 | 150 | 150 | 50 | 0 | 0
F | MINING, IRION | F | DEVELOP ADDITIONAL EDWARDS-TRINITY PLATEAU AQUIFER SUPPLIES - IRION COUNTY MINING | GROUNDWATER WELLS AND OTHER | 500 | 500 | 500 | 100 | 0 | 0
F | MINING, IRION | F | MINING CONSERVATION - IRION COUNTY | OTHER CONSERVATION | 223 | 235 | 170 | 104 | 50 | 24
F | MINING, KIMBLE | F | MINING CONSERVATION - KIMBLE COUNTY | OTHER CONSERVATION | bar: 50 to 66
F | MINING, LOVING | F | MINING CONSERVATION - LOVING COUNTY | OTHER CONSERVATION | 55 | 74 | 65 | 53 | 42 | 33
F | MINING, MARTIN | F | DEVELOP ADDITIONAL DOCKUM AQUIFER SUPPLIES - MARTIN COUNTY MINING | GROUNDWATER WELLS AND OTHER | 210 | 210 | 210 | 210 | 210 | 210
F | MINING, MARTIN | F | DEVELOP ADDITIONAL EDWARDS-TRINITY PLATEAU AQUIFER SUPPLIES - MARTIN COUNTY MINING | GROUNDWATER WELLS AND OTHER | 1500 | 1500 | 1000 | 1000 | 500 | 500
F | MINING, MARTIN | F | MINING CONSERVATION - MARTIN COUNTY | OTHER CONSERVATION | 247 | 210 | 158 | 101 | 54 | 29
F | MINING, MARTIN | F | REUSE - MIDLAND DIRECT NON-POTABLE SALES TO MINING | OTHER DIRECT REUSE | 1500 | 1200 | 600 | 500 | 0 | 0
F | MINING, MASON | F | MINING CONSERVATION - MASON COUNTY | OTHER CONSERVATION | 72 | 66 | 50 | 40 | 32 | 26
F | MINING, MCCULLOCH | F | MINING CONSERVATION - MCCULLOCH COUNTY | OTHER CONSERVATION | 625 | 584 | 465 | 394 | 339 | 294
F | MINING, MENARD | F | MINING CONSERVATION - MENARD COUNTY | OTHER CONSERVATION | 76 | 75 | 67 | 58 | 50 | 44
F | MINING, MIDLAND | F | MINING CONSERVATION - MIDLAND COUNTY | OTHER CONSERVATION | 273 | 239 | 184 | 124 | 74 | 52
F | MINING, MIDLAND | F | REUSE - MIDLAND DIRECT NON-POTABLE SALES TO MINING | OTHER DIRECT REUSE | 500 | 500 | 500 | 500 | 500 | 500
F | MINING, MITCHELL | F | MINING CONSERVATION - MITCHELL COUNTY | OTHER CONSERVATION | 42 | 52 | 44 | 35 | 26 | 20
F | MINING, MITCHELL | F | REUSE - MITCHELL COUNTY MINING, DIRECT NON-POTABLE SALES FROM COLORADO CITY | OTHER DIRECT REUSE | 250 | 250 | 250 | 250 | 250 | 250
F | MINING, PECOS | F | MINING CONSERVATION - PECOS COUNTY | OTHER CONSERVATION | 48 | 75 | 75 | 60 | 47 | 37
F | MINING, REAGAN | F | MINING CONSERVATION - REAGAN COUNTY | OTHER CONSERVATION | 295 | 238 | 172 | 98 | 37 | 14
F | MINING, REEVES | F | MINING CONSERVATION - REEVES COUNTY | OTHER CONSERVATION | 107 | 184 | 178 | 145 | 114 | 90
F | MINING, RUNNELS | F | DEVELOP OTHER AQUIFER SUPPLIES - RUNNELS COUNTY MINING | GROUNDWATER WELLS AND OTHER | 76 | 73 | 46 | 18 | 0 | 0
F | MINING, RUNNELS | F | MINING CONSERVATION - RUNNELS COUNTY | OTHER CONSERVATION | 19 | 19 | 17 | 15 | 13 | 11
F | MINING, SCHLEICHER | F | MINING CONSERVATION - SCHLEICHER COUNTY | OTHER CONSERVATION | 43 | 51 | 39 | 27 | 17 | 10
F | MINING, SCURRY | F | DEVELOP LOCAL ALLUVIUM AQUIFER SUPPLIES - SCURRY COUNTY MINING | GROUNDWATER WELLS AND OTHER | 80 | 80 | 80 | 80 | 80 | 80
F | MINING, SCURRY | F | MINING CONSERVATION - SCURRY COUNTY | OTHER CONSERVATION | 20 | 32 | 34 | 25 | 17 | 12
F | MINING, STERLING | F | MINING CONSERVATION - STERLING COUNTY | OTHER CONSERVATION | 55 | 67 | 57 | 37 | 19 | 10
F | MINING, SUTTON | F | MINING CONSERVATION - SUTTON COUNTY | OTHER CONSERVATION | 31 | 50 | 53 | 40 | 27 | 18
F | MINING, TOM GREEN | F | MINING CONSERVATION - TOM GREEN COUNTY | OTHER CONSERVATION | 74 | 76 | 78 | 78 | 79 | 81
F | MINING, UPTON | F | MINING CONSERVATION - UPTON COUNTY | OTHER CONSERVATION | 297 | 254 | 201 | 135 | 81 | 56
F | MINING, WARD | F | MINING CONSERVATION - WARD COUNTY | OTHER CONSERVATION | 56 | 67 | 59 | 45 | 32 | 23
F | MINING, WINKLER | F | MINING CONSERVATION - WINKLER COUNTY | OTHER CONSERVATION | 55 | 82 | 69 | 53 | 37 | 26
F | MONAHANS | F | MUNICIPAL CONSERVATION - MONAHANS | MUNICIPAL CONSERVATION | 41 | 43 | 45 | 47 | 48 | 48
F | ODESSA | F | ASR OF EXISTING SURFACE WATER SUPPLIES IN WARD COUNTY WELL FIELD - CRMWD | AQUIFER STORAGE AND RECOVERY | 0 | 722 | 660 | 728 | 800 | 873
F | ODESSA | F | CRMWD - DESALINATION OF BRACKISH SURFACE WATER | OTHER STRATEGIES | 0 | 0 | 444 | 489 | 537 | 587
F | ODESSA | F | MUNICIPAL CONSERVATION - ODESSA | MUNICIPAL CONSERVATION | 716 | 825 | 924 | 1026 | 1128 | 1231
F | ODESSA | F | SUBORDINATION - CRMWD SYSTEM | OTHER SURFACE WATER | 7450 | 3928 | 6170 | 8675 | 11408 | 14243
F | ODESSA | F | WARD COUNTY WELL FIELD EXPANSION AND DEVELOPMENT OF WINKLER COUNTY WELL FIELD - CRMWD | GROUNDWATER WELLS AND OTHER | 2119 | 1618 | 1479 | 1630 | 1792 | 1955
F | PECOS | F | MUNICIPAL CONSERVATION - PECOS | MUNICIPAL CONSERVATION | 53 | 56 | 59 | 62 | 63 | 64
F | PECOS | F | WATER AUDITS AND LEAK - PECOS | MUNICIPAL CONSERVATION | 157 | 165 | 173 | 178 | 183 | 186
F | PECOS COUNTY WCID #1 | F | DEVELOP ADDITIONAL EDWARDS-TRINITY PLATEAU AQUIFER SUPPLIES - PECOS COUNTY WCID #1 | GROUNDWATER WELLS AND OTHER | 250 | 250 | 250 | 250 | 250 | 250
F | PECOS COUNTY WCID #1 | F | MUNICIPAL CONSERVATION - PECOS WCID | MUNICIPAL CONSERVATION | 19 | 20 | 22 | 23 | 24 | 25
F | RANKIN | F | MUNICIPAL CONSERVATION - RANKIN | MUNICIPAL CONSERVATION | 5 | 5 | 5 | 5 | 6 | 6
F | RANKIN | F | WATER AUDITS AND LEAK - RANKIN | MUNICIPAL CONSERVATION | 14 | 15 | 15 | 16 | 16 | 16
F | RICHLAND SUD | K | DROUGHT MANAGEMENT | DROUGHT MANAGEMENT | 25 | 26 | 25 | 25 | 25 | 26
F | RICHLAND SUD | F | MUNICIPAL CONSERVATION - RICHLAND SUD | MUNICIPAL CONSERVATION | 13 | 14 | 14 | 14 | 14 | 14
F | ROBERT LEE | F | MUNICIPAL CONSERVATION - ROBERT LEE | MUNICIPAL CONSERVATION | 6 | 6 | 6 | 6 | 6 | 6
F | ROBERT LEE | F | SUBORDINATION - OAK CREEK RESERVOIR | OTHER SURFACE WATER | 242 | 237 | 235 | 234 | 234 | 234
F | SAN ANGELO | G | ABILENE REDUCTION FOR WEST TEXAS WATER PARTNERSHIP | OTHER SURFACE WATER | 0 | 1383 | 1587 | 1875 | 1664 | 1903
F | SAN ANGELO | F | BRUSH CONTROL - SAN ANGELO | OTHER STRATEGIES | 747 | 576 | 661 | 781 | 693 | 793
F | SAN ANGELO | G | CEDAR RIDGE RESERVOIR | NEW MAJOR RESERVOIR | 0 | 2074 | 2381 | 2810 | 2497 | 2854
F | SAN ANGELO | F | DESALINATION OF OTHER AQUIFER SUPPLIES IN TOM GREEN COUNTY - SAN ANGELO | GROUNDWATER DESALINATION | 0 | 0 | 0 | 2928 | 2600 | 2973
F | SAN ANGELO | F | HICKORY WELL FIELD EXPANSION IN MCCULLOCH COUNTY - SAN ANGELO | GROUNDWATER WELLS AND OTHER | 0 | 0 | 0 | 0 | 0 | 0
F | SAN ANGELO | F | MUNICIPAL CONSERVATION - SAN ANGELO | MUNICIPAL CONSERVATION | 656 | 753 | 793 | 842 | 894 | 949
F | SAN ANGELO | F | REUSE - SAN ANGELO | DIRECT POTABLE REUSE | 5232 | 4033 | 4629 | 5466 | 4854 | 5550
F | SAN ANGELO | F | SUBORDINATION - SAN ANGELO SYSTEM | OTHER SURFACE WATER | 3570 | 3389 | 3207 | 3034 | 2858 | 2685
F | SANTA ANNA | F | MUNICIPAL CONSERVATION - SANTA ANNA | MUNICIPAL CONSERVATION | 6 | 6 | 6 | 6 | 6 | 6
F | SNYDER | F | ASR OF EXISTING SURFACE WATER SUPPLIES IN WARD COUNTY WELL FIELD - CRMWD | AQUIFER STORAGE AND RECOVERY | 0 | 39 | 36 | 39 | 43 | 48
F | SNYDER | F | CRMWD - DESALINATION OF BRACKISH SURFACE WATER | OTHER STRATEGIES | 0 | 0 | 24 | 26 | 29 | 32
F | SNYDER | F | MUNICIPAL CONSERVATION - SNYDER | MUNICIPAL CONSERVATION | 75 | 86 | 93 | 100 | 104 | 134
F | SNYDER | F | SUBORDINATION - CRMWD SYSTEM | OTHER SURFACE WATER | 1043 | 678 | 874 | 1098 | 1339 | 1585
F | SNYDER | F | WARD COUNTY WELL FIELD EXPANSION AND DEVELOPMENT OF WINKLER COUNTY WELL FIELD - CRMWD | GROUNDWATER WELLS AND OTHER | 115 | 87 | 80 | 89 | 98 | 108
F | SONORA | F | MUNICIPAL CONSERVATION - SONORA | MUNICIPAL CONSERVATION | 18 | 20 | 20 | 20 | 21 | 21
F | SONORA | F | REUSE - SONORA, DIRECT NON-POTABLE | OTHER DIRECT REUSE | 62 | 62 | 62 | 62 | 62 | 62
F | SONORA | F | WATER AUDITS AND LEAK - SONORA | MUNICIPAL CONSERVATION | 77 | 82 | 83 | 85 | 86 | 86
F | STANTON | F | MUNICIPAL CONSERVATION - STANTON | MUNICIPAL CONSERVATION | 15 | 17 | 18 | 19 | 20 | 20
F | STANTON | F | SUBORDINATION - CRMWD SYSTEM | OTHER SURFACE WATER | 253 | 159 | 203 | 249 | 292 | 332
F | STEAM ELECTRIC POWER, COKE | F | SEP CONSERVATION - ALTERNATIVE COOLING TECHNOLOGIES - COKE COUNTY | OTHER CONSERVATION | 247 | 289 | 339 | 401 | 477 | 528
F | STEAM ELECTRIC POWER, CROCKETT | F | DEVELOP ADDITIONAL EDWARDS-TRINITY PLATEAU AQUIFER SUPPLIES - CROCKETT COUNTY SEP | GROUNDWATER WELLS AND OTHER | 776 | 907 | 1067 | 1262 | 1500 | 1662
F | STEAM ELECTRIC POWER, ECTOR | F | ASR OF EXISTING SURFACE WATER SUPPLIES IN WARD COUNTY WELL FIELD - CRMWD | AQUIFER STORAGE AND RECOVERY | 0 | 1235 | 1022 | 1022 | 1022 | 1022
F | STEAM ELECTRIC POWER, ECTOR | F | CRMWD - DESALINATION OF BRACKISH SURFACE WATER | OTHER STRATEGIES | 0 | 0 | 687 | 687 | 687 | 687
F | STEAM ELECTRIC POWER, ECTOR | F | SEP CONSERVATION - ALTERNATIVE COOLING TECHNOLOGIES - ECTOR COUNTY | OTHER CONSERVATION | 3286 | 4263 | 6165 | 8604 | 11597 | 15033
F | STEAM ELECTRIC POWER, ECTOR | F | WARD COUNTY WELL FIELD EXPANSION AND DEVELOPMENT OF WINKLER COUNTY WELL FIELD - CRMWD | GROUNDWATER WELLS AND OTHER | 4000 | 2765 | 2291 | 2291 | 2291 | 2291
F | STEAM ELECTRIC POWER, MITCHELL | F | SEP CONSERVATION - ALTERNATIVE COOLING TECHNOLOGIES - MITCHELL COUNTY | OTHER CONSERVATION | 1127 | 1030 | 933 | 837 | 740 | 674
F | STEAM ELECTRIC POWER, MITCHELL | F | SUBORDINATION - LAKE COLORADO CITY AND CHAMPION LAKE SYSTEM | OTHER SURFACE WATER | 3720 | 3640 | 3560 | 3480 | 3400 | 3320
F | STEAM ELECTRIC POWER, WARD | F | DEVELOP ADDITIONAL PECOS VALLEY AQUIFER SUPPLIES - WARD SEP | GROUNDWATER WELLS AND OTHER | 5600 | 5600 | 5600 | 5600 | 5600 | 5600
F | STEAM ELECTRIC POWER, WARD | F | SEP WARD COUNTY - CONSERVATION - ALT COOLING TECHNOLOGY | OTHER CONSERVATION | 1079 | 1718 | 2496 | 3445 | 4603 | 5569
F | STERLING CITY | F | MUNICIPAL CONSERVATION - STERLING CITY | MUNICIPAL CONSERVATION | 5 | 5 | 5 | 5 | 5 | 5
F | WINK | F | MUNICIPAL CONSERVATION - WINK | MUNICIPAL CONSERVATION | 6 | 6 | 7 | 7 | 8 | 8
F | WINTERS | F | MUNICIPAL CONSERVATION - WINTERS | MUNICIPAL CONSERVATION | 14 | 15 | 15 | 15 | 15 | 15
F | WINTERS | F | REUSE- WINTERS, DIRECT POTABLE | DIRECT POTABLE REUSE | 51 | 50 | 49 | 49 | 49 | 49
F | WINTERS | F | SUBORDINATION - WINTERS LAKE | OTHER SURFACE WATER | 114 | 110 | 105 | 103 | 100 | 97
F | WINTERS | F | VOLUNTARY TRANSFER - WINTERS - PURCHASE FROM ABILENE | OTHER SURFACE WATER | 62 | 61 | 60 | 59 | 59 | 59
F | ZEPHYR WSC | F | MUNICIPAL CONSERVATION - ZEPHYR WSC | MUNICIPAL CONSERVATION | 25 | 26 | 26 | 26 | 26 | 26
G | 439 WSC | G | BRA SYSTEM OPERATIONS-LITTLE RIVER | OTHER SURFACE WATER | 0 | 4 | 11 | 49 | 59 | 74
G | 439 WSC | G | REUSE- BCWCID #1 SOUTH | OTHER DIRECT REUSE | 0 | 0 | 0 | 0 | 0 | 20
G | ABILENE | G | BRUSH CONTROL-FORT PHANTOM HILL WATERSHED | OTHER STRATEGIES | 0 | 0 | 0 | 0 | 0 | 0
G | ABILENE | G | CEDAR RIDGE RESERVOIR | NEW MAJOR RESERVOIR | 23794 | 7614 | 8228 | 9437 | 10549 | 11570
G | ABILENE | G | MUNICIPAL WATER CONSERVATION (URBAN) - ABILENE | MUNICIPAL CONSERVATION | 710 | 2331 | 2246 | 2045 | 2040 | 2067
G | ACTON MUD | G | REALLOCATION OF SWATS CAPACITY TO ACTON MUD | OTHER SURFACE WATER | 0 | 0 | 0 | 0 | 0 | 200
G | ALBANY | G | MUNICIPAL WATER CONSERVATION (URBAN) - ALBANY | MUNICIPAL CONSERVATION | 32 | 85 | 133 | 181 | 225 | 267
G | ARMSTRONG WSC | G | MUNICIPAL WATER CONSERVATION (SUBURBAN) - ARMSTRONG WSC | MUNICIPAL CONSERVATION | 14 | 39 | 32 | 29 | 30 | 32
G | ASPERMONT | G | MILLERS CREEK AUGMENTATION | NEW MAJOR RESERVOIR | 33 | 47 | 62 | 76 | 90 | 105
G | ASPERMONT | G | MUNICIPAL WATER CONSERVATION (URBAN) - ASPERMONT | MUNICIPAL CONSERVATION | 13 | 30 | 48 | 66 | 82 | 95
G | BAIRD | G | MUNICIPAL WATER CONSERVATION (RURAL) - BAIRD | MUNICIPAL CONSERVATION | 6 | 0 | 0 | 0 | 0 | 0
G | BARTLETT | G | ADDITIONAL ADVANCED CONSERVATION - BARTLETT | MUNICIPAL CONSERVATION | 0 | 0 | 0 | 6 | 35 | 68
G | BARTLETT | G | MUNICIPAL WATER CONSERVATION (SUBURBAN) - BARTLETT | MUNICIPAL CONSERVATION | 12 | 40 | 61 | 62 | 68 | 73
G | BARTLETT | G | TRINITY AQUIFER DEVELOPMENT | GROUNDWATER WELLS AND OTHER | 323 | 323 | 323 | 323 | 645 | 645
G | BELLMEAD | G | REUSE- WMARSS BELLMEAD/ LACY-LAKEVIEW | OTHER DIRECT REUSE | 1120 | 1120 | 1120 | 1120 | 1120 | 1120
G | BELTON | G | MUNICIPAL WATER CONSERVATION (SUBURBAN) - BELTON | MUNICIPAL CONSERVATION | 119 | 340 | 318 | 321 | 347 | 379
G | BELTON | G | TRINITY - WILLIAMSON COUNTY ASR | AQUIFER STORAGE AND RECOVERY | 0 | 29 | 87 | 390 | 466 | 586
G | BETHESDA WSC | C | ARLINGTON UNALLOCATED SUPPLY UTILIZATION | OTHER SURFACE WATER | 1416 | 1473 | 1474 | 1472 | 1480 | 1479
G | BETHESDA WSC | C | CONSERVATION - BETHESDA WSC | MUNICIPAL CONSERVATION | 25 | 45 | 69 | 83 | 99 | 116
G | BETHESDA WSC | C | CONSERVATION, WATER LOSS CONTROL - BETHESDA WSC | MUNICIPAL CONSERVATION | 10 | 10 | 0 | 0 | 0 | 0
G | BETHESDA WSC | C | FORT WORTH UNALLOCATED SUPPLY UTILIZATION | OTHER SURFACE WATER | 0 | 194 | 278 | 264 | 233 | 185
G | BETHESDA WSC | C | LAKE PALESTINE | OTHER SURFACE WATER | 0 | 0 | 0 | 0 | 395 | 0
G | BETHESDA WSC | G | MUNICIPAL WATER CONSERVATION (SUBURBAN) - BETHESDA WSC | MUNICIPAL CONSERVATION | 126 | 410 | 763 | 1018 | 1138 | 1271
G | BETHESDA WSC | C | SULPHUR BASIN SUPPLY | NEW MAJOR RESERVOIR; OTHER SURFACE WATER | 0 | 0 | 0 | 515 | 559 | 2718
G | BETHESDA WSC | C | TRWD - ADDITIONAL CEDAR CREEK AND RICHLAND-CHAMBERS | INDIRECT REUSE; OTHER SURFACE WATER | 1032 | 457 | 460 | 313 | 370 | 434
G | BETHESDA WSC | C | TRWD - CEDAR CREEK WETLANDS | INDIRECT REUSE | 0 | 164 | 376 | 891 | 583 | 515
G | BETHESDA WSC | C | TRWD - TEHUACANA | NEW MAJOR RESERVOIR | 0 | 0 | 495 | 276 | 329 | 404
G | BETHESDA WSC | I | UNM-ROR-NECHES RUN OF RIVER | OTHER SURFACE WATER | 0 | 0 | 0 | 0 | 561 | 0
G | BRANDON-IRENE WSC | C | CONSERVATION - BRANDON-IRENE WSC | MUNICIPAL CONSERVATION | 0 | 0 | 0 | 1 | 1 | 1
G | BRANDON-IRENE WSC | C | CONSERVATION, WATER LOSS CONTROL - BRANDON-IRENE WSC | MUNICIPAL CONSERVATION | 0 | 0 | 0 | 0 | 0 | 0
G | BRECKENRIDGE | G | BRA SYSTEM OPERATION MAIN STEM | OTHER SURFACE WATER | 550 | 550 | 550 | 550 | 550 | 550
G | BRECKENRIDGE | G | MUNICIPAL WATER CONSERVATION (RURAL) - BRECKENRIDGE | MUNICIPAL CONSERVATION | 30 | 51 | 29 | 17 | 15 | 15
G | BREMOND | G | MUNICIPAL WATER CONSERVATION (SUBURBAN) - BREMOND | MUNICIPAL CONSERVATION | 6 | 20 | 22 | 23 | 23 | 25
G | BRENHAM | G | MUNICIPAL WATER CONSERVATION (RURAL) - BRENHAM | MUNICIPAL CONSERVATION | 190 | 531 | 889 | 1272 | 1508 | 1553
G | BRUCEVILLE-EDDY | G | BRA SYSTEM OPERATIONS-LITTLE RIVER | OTHER SURFACE WATER | 0 | 5 | 14 | 39 | 51 | 71
G | BRUCEVILLE-EDDY | G | MUNICIPAL WATER CONSERVATION (SUBURBAN) - BRUCEVILLE-EDDY | MUNICIPAL CONSERVATION | 11 | 33 | 38 | 36 | 38 | 40
G | BRUSHY CREEK MUD | G | ADDITIONAL ADVANCED CONSERVATION - BRUSHY CREEK MUD | MUNICIPAL CONSERVATION | 39 | 81 | 111 | 135 | 152 | 430
G | BRUSHY CREEK MUD | G | EDWARDS AQUIFER DEVELOPMENT | GROUNDWATER WELLS AND OTHER | 0 | 0 | 0 | 11 | 12 | 12
G | BRUSHY CREEK MUD | G | MUNICIPAL WATER CONSERVATION (SUBURBAN) - BRUSHY CREEK MUD | MUNICIPAL CONSERVATION | 197 | 589 | 947 | 1282 | 1600 | 1623
G | BRYAN | G | CARRIZO AQUIFER DEVELOPMENT | GROUNDWATER WELLS AND OTHER | 0 | 0 | 0 | 5100 | 5100 | 5100
G | BRYAN | G | MUNICIPAL WATER CONSERVATION (URBAN) - BRYAN | MUNICIPAL CONSERVATION | 493 | 1573 | 1616 | 1697 | 1899 | 2143
G | BRYAN | G | REUSE- BRYAN (OPTION 2) | DIRECT POTABLE REUSE | 2419 | 2419 | 2419 | 2419 | 2419 | 2419
G | BRYAN | G | REUSE- MIRAMONT | OTHER DIRECT REUSE | 600 | 600 | 600 | 600 | 600 | 600
G | BRYAN | G | SIMSBORO - BRAZOS COUNTY ASR | AQUIFER STORAGE AND RECOVERY | 2841 | 2841 | 3917 | 5581 | 12294 | 19839
G | BURLESON | C | CONSERVATION - BURLESON | MUNICIPAL CONSERVATION | 4 | 9 | 15 | 27 | 41 | 55
G | BURLESON | C | CONSERVATION, WATER LOSS CONTROL - BURLESON | MUNICIPAL CONSERVATION | 7 | 7 | 0 | 0 | 0 | 0
G | BURLESON | C | LAKE PALESTINE | OTHER SURFACE WATER | 0 | 0 | 0 | 0 | 2263 | 0
G | BURLESON | C | SULPHUR BASIN SUPPLY | NEW MAJOR RESERVOIR; OTHER SURFACE WATER | 0 | 0 | 0 | 824 | 1370 | 6312
G | BURLESON | C | TRWD - ADDITIONAL CEDAR CREEK AND RICHLAND-CHAMBERS | INDIRECT REUSE; OTHER SURFACE WATER | 3109 | 1424 | 1304 | 816 | 905 | 1008
G | BURLESON | C | TRWD - CEDAR CREEK WETLANDS | INDIRECT REUSE | 0 | 1902 | 2049 | 2535 | 1836 | 1497
G | BURLESON | C | TRWD - TEHUACANA | NEW MAJOR RESERVOIR | 0 | 0 | 1401 | 1402 | 805 | 938
G | BURLESON | I | UNM-ROR-NECHES RUN OF RIVER | OTHER SURFACE WATER | 0 | 0 | 0 | 0 | 798 | 0
G | CALDWELL | G | MUNICIPAL WATER CONSERVATION (SUBURBAN) - CALDWELL | MUNICIPAL CONSERVATION | 40 | 121 | 203 | 240 | 242 | 246
G | CALVERT | G | MUNICIPAL WATER CONSERVATION (SUBURBAN) - CALVERT | MUNICIPAL CONSERVATION | 3 | 0 | 0 | 0 | 0 | 0
G | CAMERON | G | MUNICIPAL WATER CONSERVATION (RURAL) - CAMERON | MUNICIPAL CONSERVATION | 58 | 163 | 269 | 389 | 448 | 464
G | CEDAR PARK | G | BRUSHY CREEK RUA-EXISTING CONTRACTS | OTHER SURFACE WATER | 1200 | 1281 | 100 | 0 | 0 | 0
G | CEDAR PARK | K | DROUGHT MANAGEMENT | DROUGHT MANAGEMENT | 486 | 516 | 553 | 553 | 552 | 552
G | CEDAR PARK | K | MUNICIPAL CONSERVATION - CEDAR PARK | MUNICIPAL CONSERVATION | 246 | 479 | 614 | 724 | 822 | 921
G | CEDAR PARK | G | MUNICIPAL WATER CONSERVATION (SUBURBAN) - CEDAR PARK | MUNICIPAL CONSERVATION | 629 | 2094 | 3368 | 3714 | 3700 | 3693
G | CHILDRESS CREEK WSC | G | BOSQUE COUNTY REGIONAL PROJECT | OTHER SURFACE WATER | 203 | 203 | 203 | 203 | 203 | 203
G | CHILDRESS CREEK WSC | G | TRINITY AQUIFER DEVELOPMENT | GROUNDWATER WELLS AND OTHER | 0 | 0 | 0 | 161 | 161 | 161
G | CHISHOLM TRAIL SUD | G | ADDITIONAL ADVANCED CONSERVATION - CHISHOLM TRAIL SUD | MUNICIPAL CONSERVATION | 0 | 0 | 6 | 503 | 1159 | 1967
G | CHISHOLM TRAIL SUD | G | CHISHOLM TRAIL SUD WTP EXPANSION | OTHER SURFACE WATER | 3527 | 3334 | 3639 | 4604 | 5931 | 7489
G | CHISHOLM TRAIL SUD | G | GEORGETOWN WTP EXPANSION | OTHER SURFACE WATER | 0 | 0 | 400 | 400 | 0 | 0
G | CHISHOLM TRAIL SUD | G | MUNICIPAL WATER CONSERVATION (SUBURBAN) - CHISHOLM TRAIL SUD | MUNICIPAL CONSERVATION | 209 | 747 | 1055 | 1248 | 1477 | 1720
G | CISCO | G | MUNICIPAL WATER CONSERVATION (RURAL) - CISCO | MUNICIPAL CONSERVATION | 23 | 67 | 52 | 44 | 42 | 42
G | CLEBURNE | G | BRA SYSTEM OPERATION MAIN STEM | OTHER SURFACE WATER | 0 | 72 | 144 | 216 | 288 | 1189
G | CLEBURNE | G | LAKE AQUILLA AUGMENTATION - A (SURPLUS) | OTHER SURFACE WATER | 6285 | 6353 | 6421 | 6349 | 6277 | 5016
G | CLEBURNE | G | MUNICIPAL WATER CONSERVATION (SUBURBAN) - CLEBURNE | MUNICIPAL CONSERVATION | 207 | 685 | 736 | 749 | 809 | 883
G | CLIFTON | G | BOSQUE COUNTY REGIONAL PROJECT | OTHER SURFACE WATER | 397 | 397 | 397 | 397 | 397 | 397
G | CLIFTON | G | MUNICIPAL WATER CONSERVATION (URBAN) - CLIFTON | MUNICIPAL CONSERVATION | 21 | 74 | 77 | 71 | 71 | 71
G | COLLEGE STATION | G | MUNICIPAL WATER CONSERVATION (URBAN) - COLLEGE STATION | MUNICIPAL CONSERVATION | 679 | 2585 | 3465 | 3823 | 4332 | 4926
G | COLLEGE STATION | G | YEGUA-JACKSON AQUIFER DEVELOPMENT | GROUNDWATER WELLS AND OTHER | 4452 | 5565 | 5565 | 5565 | 5565 | 5565
G | COOLIDGE | G | CARRIZO AQUIFER DEVELOPMENT | GROUNDWATER WELLS AND OTHER | 104 | 109 | 113 | 118 | 123 | 128
G | COOLIDGE | C | CORSICANA - HALBERT/RICHLAND CHAMBERS NEW WTP | OTHER SURFACE WATER | 0 | 0 | 0 | 39 | 79 | 100
G | COOLIDGE | C | CORSICANA UNALLOCATED SUPPLY UTILIZATION | OTHER SURFACE WATER | 0 | 69 | 83 | 64 | 45 | 46
G | COOLIDGE | G | MUNICIPAL WATER CONSERVATION (RURAL) - COOLIDGE | MUNICIPAL CONSERVATION | 5 | 4 | 1 | 0 | 0 | 0
G | CORYELL CITY WATER SUPPLY DISTRICT | G | MUNICIPAL WATER CONSERVATION (SUBURBAN) - CORYELL CITY WATER SUPPLY DISTRICT | MUNICIPAL CONSERVATION | 34 | 21 | 9 | 1 | 0 | 0
G | COUNTY-OTHER, BELL | G | EDWARDS AQUIFER DEVELOPMENT | GROUNDWATER WELLS AND OTHER | 0 | 0 | 161 | 718 | 1417 | 2081
G | COUNTY-OTHER, BELL | G | MUNICIPAL WATER CONSERVATION (RURAL) - COUNTY-OTHER, BELL | MUNICIPAL CONSERVATION | 14 | 62 | 73 | 94 | 117 | 138
G | COUNTY-OTHER, BELL | G | PURCHASE FROM CENTRAL TEXAS WSC | OTHER SURFACE WATER | 0 | 0 | 500 | 500 | 500 | 500
G | COUNTY-OTHER, BELL | G | TRINITY - WILLIAMSON COUNTY ASR | AQUIFER STORAGE AND RECOVERY | 0 | 4 | 34 | 516 | 790 | 1069
G | COUNTY-OTHER, COMANCHE | G | TRINITY AQUIFER DEVELOPMENT | GROUNDWATER WELLS AND OTHER | 161 | 161 | 161 | 161 | 242 | 242
G | COUNTY-OTHER, CORYELL | G | TRINITY AQUIFER DEVELOPMENT | GROUNDWATER WELLS AND OTHER | 0 | 0 | 0 | 100 | 200 | 525
G | COUNTY-OTHER, ERATH | G | TRINITY AQUIFER DEVELOPMENT | GROUNDWATER WELLS AND OTHER | 0 | 0 | 0 | 0 | 121 | 363
G | COUNTY-OTHER, FALLS | G | WTP UPGRADE FOR ARSENIC REMOVAL | GROUNDWATER WELLS AND OTHER | 53 | 53 | 53 | 53 | 53 | 53
G | COUNTY-OTHER, HASKELL | G | MILLERS CREEK AUGMENTATION | NEW MAJOR RESERVOIR | 33 | 47 | 62 | 76 | 90 | 105
G | COUNTY-OTHER, HILL | C | CORSICANA - HALBERT/RICHLAND CHAMBERS NEW WTP | OTHER SURFACE WATER | 0 | 0 | 0 | 93 | 187 | 230
G | COUNTY-OTHER, HILL | C | CORSICANA UNALLOCATED SUPPLY UTILIZATION | OTHER SURFACE WATER | 0 | 178 | 208 | 156 | 105 | 106
G | COUNTY-OTHER, HILL | G | WTP UPGRADE FOR ARSENIC REMOVAL | GROUNDWATER WELLS AND OTHER | 250 | 250 | 250 | 250 | 250 | 250
G | COUNTY-OTHER, HOOD | G | TRINITY AQUIFER DEVELOPMENT | GROUNDWATER WELLS AND OTHER | 968 | 968 | 968 | 968 | 968 | 968
G | COUNTY-OTHER, LIMESTONE | G | WTP UPGRADE FOR ARSENIC REMOVAL | GROUNDWATER WELLS AND OTHER | 268 | 268 | 268 | 268 | 268 | 268
G | COUNTY-OTHER, MCLENNAN | G | WTP UPGRADE FOR ARSENIC REMOVAL | GROUNDWATER WELLS AND OTHER | 917 | 917 | 917 | 917 | 917 | 917
G | COUNTY-OTHER, NOLAN | G | CEDAR RIDGE RESERVOIR | NEW MAJOR RESERVOIR | 168 | 168 | 168 | 168 | 168 | 168
G | COUNTY-OTHER, ROBERTSON | G | CARRIZO AQUIFER DEVELOPMENT | GROUNDWATER WELLS AND OTHER | 0 | 0 | 0 | 0 | 0 | 81
G | COUNTY-OTHER, SHACKELFORD | G | BRA SYSTEM OPERATION MAIN STEM | OTHER SURFACE WATER | 250 | 250 | 250 | 250 | 250 | 250
G | COUNTY-OTHER, WILLIAMSON | G | ADDITIONAL ADVANCED CONSERVATION - COUNTY-OTHER, WILLIAMSON | MUNICIPAL CONSERVATION | 0 | 0 | 56 | 567 | 1432 | 2594
G | COUNTY-OTHER, WILLIAMSON | G | EAST WILLIAMSON COUNTY WATER SUPPLY PLAN | OTHER SURFACE WATER | 2300 | 2300 | 2300 | 2300 | 2300 | 2300
G | COUNTY-OTHER, WILLIAMSON | G | LITTLE RIVER OCR | NEW MAJOR RESERVOIR | 0 | 2267 | 5352 | 5346 | 8466 | 11658
G | COUNTY-OTHER, WILLIAMSON | L | VISTA RIDGE PROJECT | GROUNDWATER WELLS AND OTHER | 5700 | 5700 | 5700 | 5700 | 5700 | 5700
G | COUNTY-OTHER, YOUNG | B | MUNICIPAL CONSERVATION - YOUNG COUNTY OTHER | MUNICIPAL CONSERVATION | 0 | 0 | 0 | 0 | 3 | 5
G | CRAWFORD | G | MUNICIPAL WATER CONSERVATION (SUBURBAN) - CRAWFORD | MUNICIPAL CONSERVATION | 7 | 16 | 27 | 28 | 28 | 29
G | CRESSON | C | CONSERVATION - CRESSON | MUNICIPAL CONSERVATION | 0 | 1 | 1 | 1 | 2 | 2
G | CRESSON | C | CONSERVATION, WATER LOSS CONTROL - CRESSON | MUNICIPAL CONSERVATION | 0 | 0 | 0 | 0 | 0 | 0
G | CRESSON | C | CRESSON NEW WELLS IN TRINITY AQUIFER | GROUNDWATER WELLS AND OTHER | 113 | 113 | 113 | 113 | 113 | 113
G | CRESSON | G | TRINITY AQUIFER DEVELOPMENT | GROUNDWATER WELLS AND OTHER | 0 | 0 | 60 | 60 | 60 | 60
G | CROSS COUNTRY WSC | G | MUNICIPAL WATER CONSERVATION (SUBURBAN) - CROSS COUNTRY WSC | MUNICIPAL CONSERVATION | 20 | 24 | 14 | 10 | 8 | 8
G | CROSS COUNTRY WSC | G | TRINITY - MCLENNAN COUNTY ASR | AQUIFER STORAGE AND RECOVERY | 0 | 0 | 0 | 150 | 150 | 150
G | CROSS PLAINS | G | MUNICIPAL WATER CONSERVATION (RURAL) - CROSS PLAINS | MUNICIPAL CONSERVATION | 5 | 10 | 5 | 5 | 5 | 4
G | EASTLAND | G | MUNICIPAL WATER CONSERVATION (RURAL) - EASTLAND | MUNICIPAL CONSERVATION | 3 | 0 | 0 | 0 | 0 | 0
G | ELM CREEK WSC | G | BRA SYSTEM OPERATIONS-LITTLE RIVER | OTHER SURFACE WATER | 0 | 0 | 0 | 63 | 144 | 230
G | FERN BLUFF MUD | G | MUNICIPAL WATER CONSERVATION (SUBURBAN) - FERN BLUFF MUD | MUNICIPAL CONSERVATION | 63 | 161 | 253 | 261 | 259 | 259
G | FILES VALLEY WSC | C | CONSERVATION - FILES VALLEY WSC | MUNICIPAL CONSERVATION | 0 | 1 | 2 | 3 | 5 | 7
G | FILES VALLEY WSC | C | CONSERVATION, WATER LOSS CONTROL - FILES VALLEY WSC | MUNICIPAL CONSERVATION | 1 | 1 | 0 | 0 | 0 | 0
G | FILES VALLEY WSC | C | SULPHUR BASIN SUPPLY | NEW MAJOR RESERVOIR; OTHER SURFACE WATER | 0 | 0 | 0 | 7 | 11 | 44
G | FILES VALLEY WSC | C | TRWD - ADDITIONAL CEDAR CREEK AND RICHLAND-CHAMBERS | INDIRECT REUSE; OTHER SURFACE WATER | 0 | 18 | 13 | 7 | 8 | 7
G | FILES VALLEY WSC | C | TRWD - CEDAR CREEK WETLANDS | INDIRECT REUSE | 0 | 37 | 31 | 31 | 19 | 14
G | FILES VALLEY WSC | C | TRWD - TEHUACANA | NEW MAJOR RESERVOIR | 0 | 0 | 15 | 18 | 6 | 7
G | FILES VALLEY WSC | I | UNM-ROR-NECHES RUN OF RIVER | OTHER SURFACE WATER | 0 | 0 | 0 | 0 | 24 | 0
G | FLORENCE | G | EDWARDS AQUIFER DEVELOPMENT | GROUNDWATER WELLS AND OTHER | 0 | 0 | 0 | 0 | 13 | 24
G | FLORENCE | G | TRINITY AQUIFER DEVELOPMENT | GROUNDWATER WELLS AND OTHER | 121 | 121 | 121 | 121 | 121 | 121
G | FORT BELKNAPP WSC | G | GRAHAM REDUCTION TO FORT BELKNAP WSC | OTHER SURFACE WATER | 85 | 85 | 85 | 85 | 85 | 85
G | FORT HOOD | G | MUNICIPAL WATER CONSERVATION (SUBURBAN) - FORT HOOD | MUNICIPAL CONSERVATION | 293 | 842 | 1376 | 1946 | 2134 | 2133
G | GATESVILLE | G | BRA SYSTEM OPERATIONS-LITTLE RIVER | OTHER SURFACE WATER | 0 | 29 | 86 | 386 | 461 | 580
G | GATESVILLE | G | CORYELL COUNTY OCR | NEW MAJOR RESERVOIR | 0 | 2835 | 2835 | 2835 | 2835 | 2835
G | GATESVILLE | G | MUNICIPAL WATER CONSERVATION (SUBURBAN) - GATESVILLE | MUNICIPAL CONSERVATION | 208 | 610 | 1097 | 1644 | 2261 | 2462
G | GEORGETOWN | G | ADDITIONAL ADVANCED CONSERVATION - GEORGETOWN | MUNICIPAL CONSERVATION | 0 | 0 | 0 | 0 | 1612 | 4404
G | GEORGETOWN | G | BELTON TO STILLHOUSE PIPELINE-BRA | OTHER SURFACE WATER | 0 | 0 | 0 | 0 | 0 | 0
G | GEORGETOWN | G | GEORGETOWN WTP EXPANSION | OTHER SURFACE WATER | 0 | 11626 | 11626 | 11626 | 11626 | 11304
G | GEORGETOWN | G | MUNICIPAL WATER CONSERVATION (SUBURBAN) - GEORGETOWN | MUNICIPAL CONSERVATION | 734 | 2507 | 5068 | 8141 | 9756 | 11442
G | GIDDINGS | G | MUNICIPAL WATER CONSERVATION (RURAL) - GIDDINGS | MUNICIPAL CONSERVATION | 39 | 131 | 231 | 230 | 232 | 233
G | GLEN ROSE | G | MUNICIPAL WATER CONSERVATION (URBAN) - GLEN ROSE | MUNICIPAL CONSERVATION | 24 | 73 | 128 | 167 | 172 | 178
G | GODLEY | G | WOODBINE AQUIFER DEVELOPMENT | GROUNDWATER WELLS AND OTHER | 0 | 0 | 0 | 0 | 30 | 30
G | GRAHAM | G | MUNICIPAL WATER CONSERVATION (URBAN) - GRAHAM | MUNICIPAL CONSERVATION | 140 | 354 | 568 | 795 | 1029 | 1260
G | GRANGER | G | EAST WILLIAMSON COUNTY WATER SUPPLY PLAN | OTHER SURFACE WATER | 200 | 200 | 200 | 200 | 200 | 200
G | GROESBECK | G | GROESBECK OCR | OTHER SURFACE WATER | 1755 | 1755 | 1755 | 1755 | 1755 | 1755
G | GROESBECK | G | MUNICIPAL WATER CONSERVATION (RURAL) - GROESBECK | MUNICIPAL CONSERVATION | 2 | 0 | 0 | 0 | 0 | 0
G | HAMILTON | G | MUNICIPAL WATER CONSERVATION (RURAL) - HAMILTON | MUNICIPAL CONSERVATION | 18 | 32 | 20 | 14 | 13 | 13
G | HAMLIN | G | MUNICIPAL WATER CONSERVATION (SUBURBAN) - HAMLIN | MUNICIPAL CONSERVATION | 14 | 43 | 57 | 57 | 58 | 58
G | HARKER HEIGHTS | G | BRA SYSTEM OPERATIONS-LITTLE RIVER | OTHER SURFACE WATER | 1645 | 1697 | 1697 | 1235 | 688 | 865
G | HARKER HEIGHTS | G | KILLEEN REDUCTION TO HARKER HEIGHTS | OTHER SURFACE WATER | 0 | 0 | 0 | 0 | 0 | 302
G | HARKER HEIGHTS | G | MUNICIPAL WATER CONSERVATION (SUBURBAN) - HARKER HEIGHTS | MUNICIPAL CONSERVATION | 262 | 836 | 1367 | 1499 | 1656 | 1819
G | HARKER HEIGHTS | G | REUSE- BCWCID #1 SOUTH | OTHER DIRECT REUSE | 185 | 185 | 185 | 185 | 185 | 185
G | HASKELL | G | MILLERS CREEK AUGMENTATION | NEW MAJOR RESERVOIR | 176 | 254 | 332 | 410 | 488 | 566
G | HEARNE | G | MUNICIPAL WATER CONSERVATION (SUBURBAN) - HEARNE | MUNICIPAL CONSERVATION | 22 | 35 | 16 | 14 | 12 | 12
G | HEWITT | G | MUNICIPAL WATER CONSERVATION (SUBURBAN) - HEWITT | MUNICIPAL CONSERVATION | 22 | 35 | 16 | 14 | 12 | 12
G | HEWITT | G | REUSE- WMARSS BULLHIDE CREEK | OTHER DIRECT REUSE | 1223 | 1223 | 1223 | 1223 | 1223 | 1223
G | HILLSBORO | G | MUNICIPAL WATER CONSERVATION (URBAN) - HILLSBORO | MUNICIPAL CONSERVATION | 79 | 230 | 385 | 495 | 506 | 517
G | HUBBARD | C | CORSICANA - HALBERT/RICHLAND CHAMBERS NEW WTP | OTHER SURFACE WATER | 0 | 0 | 0 | 27 | 55 | 67
G | HUBBARD | C | CORSICANA UNALLOCATED SUPPLY UTILIZATION | OTHER SURFACE WATER | 0 | 54 | 61 | 46 | 31 | 31
G | HUTTO | G | CARRIZO AQUIFER DEVELOPMENT | GROUNDWATER WELLS AND OTHER | 5593 | 5593 | 5593 | 7503 | 9710 | 11994
G | IRRIGATION, BELL | G | EDWARDS AQUIFER DEVELOPMENT | GROUNDWATER WELLS AND OTHER | 1091 | 1019 | 953 | 940 | 915 | 754
G | IRRIGATION, BELL | G | IRRIGATION WATER CONSERVATION | IRRIGATION CONSERVATION | 66 | 109 | 150 | 148 | 146 | 144
G | IRRIGATION, BELL | G | TRINITY AQUIFER DEVELOPMENT | GROUNDWATER WELLS AND OTHER | 0 | 0 | 0 | 0 | 0 | 140
G | IRRIGATION, BOSQUE | G | IRRIGATION WATER CONSERVATION | IRRIGATION CONSERVATION | 64 | 105 | 144 | 142 | 140 | 138
G | IRRIGATION, BOSQUE | G | TRINITY AQUIFER DEVELOPMENT | GROUNDWATER WELLS AND OTHER | 475 | 475 | 475 | 475 | 475 | 475
G | IRRIGATION, BRAZOS | G | BRA SYSTEM OPERATION MAIN STEM | OTHER SURFACE WATER | 10200 | 8500 | 6900 | 5800 | 4800 | 3900
G | IRRIGATION, BRAZOS | G | IRRIGATION WATER CONSERVATION | IRRIGATION CONSERVATION | 782 | 1240 | 1652 | 1572 | 1496 | 1431
G | IRRIGATION, COMANCHE | G | IRRIGATION WATER CONSERVATION | IRRIGATION CONSERVATION | 824 | 1359 | 1883 | 1863 | 1844 | 1825
G | IRRIGATION, COMANCHE | G | TRINITY AQUIFER DEVELOPMENT | GROUNDWATER WELLS AND OTHER | 69 | 603 | 0 | 0 | 0 | 0
G | IRRIGATION, EASTLAND | G | IRRIGATION WATER CONSERVATION | IRRIGATION CONSERVATION | 205 | 341 | 479 | 479 | 479 | 480
G | IRRIGATION, EASTLAND | G | TRINITY AQUIFER DEVELOPMENT | GROUNDWATER WELLS AND OTHER | 2033 | 1908 | 1778 | 1781 | 1785 | 1791
G | IRRIGATION, HAMILTON | G | IRRIGATION WATER CONSERVATION | IRRIGATION CONSERVATION | 15 | 25 | 35 | 33 | 31 | 31
G | IRRIGATION, HAMILTON | G | TRINITY AQUIFER DEVELOPMENT | GROUNDWATER WELLS AND OTHER | 60 | 60 | 60 | 60 | 0 | 0
G | IRRIGATION, HASKELL | G | IRRIGATION WATER CONSERVATION | IRRIGATION CONSERVATION | 1435 | 2321 | 3153 | 3015 | 0 | 0
G | IRRIGATION, HASKELL | G | REALLOCATION OF HASKELL CO. SE TO MINING AND IRRIGATION | OTHER SURFACE WATER | 790 | 67 | 44 | 0 | 0 | 0
G | IRRIGATION, JONES | G | IRRIGATION WATER CONSERVATION | IRRIGATION CONSERVATION | 86 | 139 | 189 | 183 | 0 | 0
G | IRRIGATION, KNOX | G | BLAINE AQUIFER DEVELOPMENT | GROUNDWATER WELLS AND OTHER | 460 | 2169 | 4580 | 5502 | 2315 | 1525
G | IRRIGATION, KNOX | G | IRRIGATION WATER CONSERVATION | IRRIGATION CONSERVATION | 1231 | 2001 | 2733 | 2666 | 2600 | 2539
G | IRRIGATION, KNOX | G | SEYMOUR AQUIFER DEVELOPMENT | GROUNDWATER WELLS AND OTHER | 1571 | 1345 | 1193 | 1116 | 1041 | 1041
G | IRRIGATION, LAMPASAS | G | IRRIGATION WATER CONSERVATION | IRRIGATION CONSERVATION | 12 | 19 | 26 | 26 | 26 | 26
G | IRRIGATION, LAMPASAS | G | TRINITY AQUIFER DEVELOPMENT | GROUNDWATER WELLS AND OTHER | 210 | 210 | 210 | 210 | 210 | 210
G | IRRIGATION, MCLENNAN | G | BRAZOS RIVER ALLUVIUM DEVELOPMENT | GROUNDWATER WELLS AND OTHER | 2200 | 2200 | 2200 | 2200 | 2200 | 2200
G | IRRIGATION, MCLENNAN | G | IRRIGATION WATER CONSERVATION | IRRIGATION CONSERVATION | 146 | 244 | 341 | 341 | 340 | 340
G | IRRIGATION, NOLAN | G | IRRIGATION WATER CONSERVATION | IRRIGATION CONSERVATION | 222 | 361 | 492 | 479 | 466 | 455
G | IRRIGATION, PALO PINTO | G | IRRIGATION WATER CONSERVATION | IRRIGATION CONSERVATION | 94 | 155 | 214 | 212 | 209 | 206
G | IRRIGATION, PALO PINTO | G | TURKEY PEAK RESERVOIR | NEW MAJOR RESERVOIR | 2494 | 2392 | 2299 | 2260 | 2222 | 2188
G | IRRIGATION, ROBERTSON | G | CARRIZO AQUIFER DEVELOPMENT | GROUNDWATER WELLS AND OTHER | 15764 | 16143 | 16222 | 15172 | 8912 | 1179
G | IRRIGATION, ROBERTSON | G | IRRIGATION WATER CONSERVATION | IRRIGATION CONSERVATION | 1903 | 3080 | 4189 | 4069 | 3952 | 3859
G | IRRIGATION, STEPHENS | G | IRRIGATION WATER CONSERVATION | IRRIGATION CONSERVATION | 4 | 6 | 8 | 8 | 8 | 8
G | IRRIGATION, STEPHENS | G | OTHER AQUIFER DEVELOPMENT | GROUNDWATER WELLS AND OTHER | 26 | 26 | 26 | 26 | 26 | 26
G | IRRIGATION, TAYLOR | G | CEDAR RIDGE RESERVOIR | NEW MAJOR RESERVOIR | 1010 | 943 | 877 | 842 | 807 | 776
G | IRRIGATION, TAYLOR | G | IRRIGATION WATER CONSERVATION | IRRIGATION CONSERVATION | 47 | 76 | 104 | 101 | 98 | 96
G | IRRIGATION, WILLIAMSON | G | EDWARDS AQUIFER DEVELOPMENT | GROUNDWATER WELLS AND OTHER | 66 | 63 | 60 | 61 | 61 | 62
G | IRRIGATION, WILLIAMSON | G | IRRIGATION WATER CONSERVATION | IRRIGATION CONSERVATION | 5 | 8 | 11 | 11 | 11 | 11
G | IRRIGATION, YOUNG | G | IRRIGATION WATER CONSERVATION | IRRIGATION CONSERVATION | 2 | 3 | 3 | 3 | 3 | 3
G | IRRIGATION, YOUNG | G | OTHER AQUIFER DEVELOPMENT | GROUNDWATER WELLS AND OTHER | 50 | 50 | 50 | 50 | 50 | 50
G | JARRELL | G | EAST WILLIAMSON COUNTY WATER SUPPLY PLAN | OTHER SURFACE WATER | 100 | 100 | 100 | 100 | 100 | 100
G | JAYTON | G | MUNICIPAL WATER CONSERVATION (URBAN) - JAYTON | MUNICIPAL CONSERVATION | 3 | 6 | 4 | 4 | 3 | 3
G | JAYTON | G | NEW WTP(0.4 MGD) FOR JAYTON | GROUNDWATER WELLS AND OTHER | 249 | 249 | 249 | 249 | 249 | 249
G | JOHNSON COUNTY SUD | I | ANRA-COL - LAKE COLUMBIA | NEW MAJOR RESERVOIR | 0 | 0 | 0 | 0 | 0 | 96
G | JOHNSON COUNTY SUD | C | ARLINGTON UNALLOCATED SUPPLY UTILIZATION | OTHER SURFACE WATER | 77 | 63 | 72 | 64 | 77 | 69
G | JOHNSON COUNTY SUD | C | CONSERVATION - JOHNSON COUNTY SUD | MUNICIPAL CONSERVATION | 1 | 2 | 4 | 5 | 7 | 10
G | JOHNSON COUNTY SUD | C | CONSERVATION, WATER LOSS CONTROL - JOHNSON COUNTY SUD | MUNICIPAL CONSERVATION | 1 | 1 | 0 | 0 | 0 | 0
G | JOHNSON COUNTY SUD | C | DWU - MAIN STEM REUSE | NEW MAJOR RESERVOIR | 49 | 50 | 92 | 256 | 1531 | 251
G | JOHNSON COUNTY SUD | C | FORT WORTH UNALLOCATED SUPPLY UTILIZATION | OTHER SURFACE WATER | 0 | 18 | 18 | 14 | 11 | 7
G | JOHNSON COUNTY SUD | C | GRAND PRAIRIE UNALLOCATED SUPPLY UTILIZATION | GROUNDWATER WELLS AND OTHER; INDIRECT REUSE; OTHER SURFACE WATER | 6380 | 6232 | 6035 | 5906 | 5783 | 5708
G | JOHNSON COUNTY SUD | C | LAKE PALESTINE | OTHER SURFACE WATER | 0 | 153 | 292 | 233 | 206 | 182
G | JOHNSON COUNTY SUD | C | MANSFIELD UNALLOCATED SUPPLY UTILIZATION | OTHER SURFACE WATER | 366 | 298 | 236 | 235 | 216 | 198
G | JOHNSON COUNTY SUD | C | SULPHUR BASIN SUPPLY | NEW MAJOR RESERVOIR; OTHER SURFACE WATER | 0 | 0 | 0 | 345 | 604 | 2798
G | JOHNSON COUNTY SUD | C | TRWD - ADDITIONAL CEDAR CREEK AND RICHLAND-CHAMBERS | INDIRECT REUSE; OTHER SURFACE WATER | 0 | 28 | 47 | 38 | 44 | 54
G | JOHNSON COUNTY SUD | C | TRWD - CEDAR CREEK WETLANDS | INDIRECT REUSE | 0 | 545 | 1032 | 1461 | 1090 | 880
G | JOHNSON COUNTY SUD | C | TRWD - TEHUACANA | NEW MAJOR RESERVOIR | 0 | 0 | 487 | 805 | 355 | 417
G | JOHNSON COUNTY SUD | I | UNM-ROR-NECHES RUN OF RIVER | OTHER SURFACE WATER | 0 | 0 | 0 | 0 | 91 | 81
G | JONAH WATER SUD | G | EAST WILLIAMSON COUNTY WATER SUPPLY PLAN | OTHER SURFACE WATER | 0 | 0 | 0 | 2752 | 2223 | 1582
G | JONAH WATER SUD | G | TRINITY - WILLIAMSON COUNTY ASR | AQUIFER STORAGE AND RECOVERY | 3000 | 3000 | 3000 | 248 | 777 | 1418
G | KEMPNER | G | MUNICIPAL WATER CONSERVATION (SUBURBAN) - KEMPNER | MUNICIPAL CONSERVATION | 7 | 10 | 6 | 6 | 5 | 5
G | KEMPNER WSC | G | BRA SYSTEM OPERATIONS-LITTLE RIVER | OTHER SURFACE WATER | 4056 | 4058 | 4024 | 4174 | 4138 | 4142
G | KEMPNER WSC | G | MUNICIPAL WATER CONSERVATION (SUBURBAN) - KEMPNER WSC | MUNICIPAL CONSERVATION | 100 | 239 | 225 | 222 | 234 | 248
G | KILLEEN | G | REUSE- BCWCID #1 SOUTH | OTHER DIRECT REUSE | 563 | 563 | 563 | 563 | 563 | 543
G | KILLEEN | G | REUSE-BCWCID #1 NORTH | OTHER DIRECT REUSE | 1925 | 1925 | 1925 | 1925 | 1925 | 1925
G | KNOX CITY | G | MILLERS CREEK AUGMENTATION | NEW MAJOR RESERVOIR | 72 | 104 | 136 | 167 | 199 | 231
G | KNOX CITY | G | MUNICIPAL WATER CONSERVATION (RURAL) - KNOX CITY | MUNICIPAL CONSERVATION | 9 | 25 | 45 | 54 | 54 | 55
G | LACY-LAKEVIEW | G | REUSE- WMARSS BELLMEAD/ LACY-LAKEVIEW | OTHER DIRECT REUSE | 1120 | 1120 | 1120 | 1120 | 1120 | 1120
G | LAMPASAS | G | BRA SYSTEM OPERATIONS-LITTLE RIVER | OTHER SURFACE WATER | 22 | 148 | 227 | 318 | 414 | 505
G | LAMPASAS | G | MUNICIPAL WATER CONSERVATION (SUBURBAN) - LAMPASAS | MUNICIPAL CONSERVATION | 27 | 0 | 0 | 0 | 0 | 0
G | LEANDER | G | BRUSHY CREEK RUA-EXISTING CONTRACTS | OTHER SURFACE WATER | 15800 | 15719 | 16900 | 17000 | 17000 | 17000
G | LEANDER | K | DROUGHT MANAGEMENT | DROUGHT MANAGEMENT | 170 | 436 | 753 | 813 | 843 | 882
G | LEANDER | K | LCRA - LANE CITY RESERVOIR | NEW MAJOR RESERVOIR | 0 | 0 | 0 | 3336 | 9347 | 15976
G | LEE COUNTY WSC | K | DROUGHT MANAGEMENT | DROUGHT MANAGEMENT | 30 | 33 | 35 | 37 | 38 | 40
G | LEXINGTON | G | MUNICIPAL WATER CONSERVATION (RURAL) - LEXINGTON | MUNICIPAL CONSERVATION | 8 | 26 | 23 | 21 | 21 | 21
G | LIBERTY HILL | G | BRUSHY CREEK RUA-EXISTING CONTRACTS | OTHER SURFACE WATER | 600 | 600 | 600 | 600 | 600 | 600
G | LITTLE RIVER-ACADEMY | G | BRA SYSTEM OPERATIONS-LITTLE RIVER | OTHER SURFACE WATER | 0 | 180 | 180 | 180 | 180 | 180
G | LITTLE RIVER-ACADEMY | G | MUNICIPAL WATER CONSERVATION (SUBURBAN) - LITTLE RIVER-ACADEMY | MUNICIPAL CONSERVATION | 12 | 19 | 13 | 11 | 11 | 11
G | LOMETA | G | MUNICIPAL WATER CONSERVATION (SUBURBAN) - LOMETA | MUNICIPAL CONSERVATION | 7 | 21 | 26 | 27 | 28 | 29
G | LORENA | G | MUNICIPAL WATER CONSERVATION (SUBURBAN) - LORENA | MUNICIPAL CONSERVATION | 10 | 3 | 0 | 0 | 0 | 0
G | LORENA | G | REUSE- WMARSS BULLHIDE CREEK | OTHER DIRECT REUSE | 448 | 448 | 448 | 448 | 448 | 448
G | MANUFACTURING, BELL | G | EDWARDS AQUIFER DEVELOPMENT | GROUNDWATER WELLS AND OTHER | 1000 | 1000 | 1000 | 1360 | 1360 | 1360
G | MANUFACTURING, BELL | G | INDUSTRIAL WATER CONSERVATION | OTHER CONSERVATION | 41 | 75 | 112 | 120 | 129 | 140
G | MANUFACTURING, BOSQUE | G | BRA SYSTEM OPERATION MAIN STEM | OTHER SURFACE WATER | 1035 | 1280 | 1510 | 1765 | 2060 | 2375
G | MANUFACTURING, BOSQUE | G | CLIFTON REDUCTION TO BOSQUE MANUFACTURING | GROUNDWATER WELLS AND OTHER | 426 | 426 | 426 | 426 | 426 | 426
G | MANUFACTURING, BOSQUE | G | INDUSTRIAL WATER CONSERVATION | OTHER CONSERVATION | 82 | 153 | 236 | 255 | 277 | 301
G | MANUFACTURING, BOSQUE | G | MERIDIAN REDUCTION TO BOSQUE MANUFACTURING | GROUNDWATER WELLS AND OTHER | 330 | 330 | 330 | 330 | 330 | 330
G | MANUFACTURING, BRAZOS | G | GULF COAST AQUIFER DEVELOPMENT | GROUNDWATER WELLS AND OTHER | 530 | 530 | 530 | 530 | 530 | 530
G | MANUFACTURING, BRAZOS | G | INDUSTRIAL WATER CONSERVATION | OTHER CONSERVATION | 74 | 139 | 218 | 238 | 259 | 281
G | MANUFACTURING, BRAZOS | G | TEXAS A&M REDUCTION TO BRAZOS MANUFACTURING | GROUNDWATER WELLS AND OTHER | 1200 | 300 | 500 | 800 | 1100 | 1400
G | MANUFACTURING, BURLESON | G | INDUSTRIAL WATER CONSERVATION | OTHER CONSERVATION | 4 | 8 | 13 | 14 | 15 | 17
G | MANUFACTURING, BURLESON | G | SPARTA AQUIFER DEVELOPMENT | GROUNDWATER WELLS AND OTHER | 0 | 50 | 50 | 50 | 85 | 85
G | MANUFACTURING, FALLS | G | MARLIN REDUCTION TO FALLS MANUFACTURING | OTHER SURFACE WATER | bar: 104 to 128
G | MANUFACTURING, FISHER | G | DOCKUM AQUIFER DEVELOPMENT | GROUNDWATER WELLS AND OTHER | 50 | 50 | 140 | 140 | 140 | 140
G | MANUFACTURING, FISHER | G | INDUSTRIAL WATER CONSERVATION | OTHER CONSERVATION | 7 | 13 | 20 | 22 | 24 | 25
G | MANUFACTURING, GRIMES | G | INDUSTRIAL WATER CONSERVATION | OTHER CONSERVATION | 0 | 0 | 0 | 0 | 38 | 41
G | MANUFACTURING, MCLENNAN | G | INDUSTRIAL WATER CONSERVATION | OTHER CONSERVATION | 153 | 286 | 446 | 487 | 527 | 571
G | MANUFACTURING, MCLENNAN | G | REUSE- WMARSS FLAT CREEK | OTHER DIRECT REUSE | 1600 | 1700 | 1800 | 2000 | 2200 | 2500
G | MANUFACTURING, NOLAN | G | CEDAR RIDGE RESERVOIR | NEW MAJOR RESERVOIR | 0 | 0 | 0 | 0 | 0 | 33
G | MANUFACTURING, NOLAN | G | INDUSTRIAL WATER CONSERVATION | OTHER CONSERVATION | 43 | 81 | 126 | 138 | 149 | 162
G | MANUFACTURING, NOLAN | G | OAK CREEK RESERVOIR-CONJUNCTIVE USE | CONJUNCTIVE USE | 838 | 991 | 1134 | 1288 | 1442 | 1575
G | MANUFACTURING, TAYLOR | G | INDUSTRIAL WATER CONSERVATION | OTHER CONSERVATION | 50 | 90 | 136 | 144 | 157 | 170
G | MANUFACTURING, WASHINGTON | G | GULF COAST AQUIFER DEVELOPMENT | GROUNDWATER WELLS AND OTHER | 41 | 89 | 134 | 187 | 254 | 326
G | MANUFACTURING, WASHINGTON | G | INDUSTRIAL WATER CONSERVATION | OTHER CONSERVATION | 21 | 38 | 58 | 62 | 67 | 72
G | MANUFACTURING, WILLIAMSON | G | INDUSTRIAL WATER CONSERVATION | OTHER CONSERVATION | 71 | 135 | 212 | 234 | 254 | 276
G | MARLIN | G | BRUSHY CREEK RESERVOIR | NEW MAJOR RESERVOIR | 1450 | 1450 | 1450 | 1450 | 1450 | 1450
G | MARLIN | G | MUNICIPAL WATER CONSERVATION (URBAN) - MARLIN | MUNICIPAL CONSERVATION | 86 | 226 | 357 | 480 | 619 | 756
G | MART | G | MUNICIPAL WATER CONSERVATION (SUBURBAN) - MART | MUNICIPAL CONSERVATION | 0 | 1 | 0 | 0 | 0 | 1
G | MART | G | TRINITY - MCLENNAN COUNTY ASR | AQUIFER STORAGE AND RECOVERY | 250 | 250 | 250 | 250 | 250 | 250
G | MERIDIAN | G | BOSQUE COUNTY REGIONAL PROJECT | OTHER SURFACE WATER | 224 | 224 | 224 | 224 | 224 | 224
G | MERKEL | G | CEDAR RIDGE RESERVOIR | NEW MAJOR RESERVOIR | 0 | 0 | 0 | 0 | 4 | 9
G | MINERAL WELLS | C | CONSERVATION - MINERAL WELLS | MUNICIPAL CONSERVATION | 4 | 7 | 3 | 4 | 5 | 6
G | MINERAL WELLS | C | CONSERVATION, WATER LOSS CONTROL - MINERAL WELLS | MUNICIPAL CONSERVATION | 2 | 2 | 0 | 0 | 0 | 0
G | MINERAL WELLS | G | MUNICIPAL WATER CONSERVATION (RURAL) - MINERAL WELLS | MUNICIPAL CONSERVATION | 70 | 31 | 0 | 0 | 0 | 0
G | MINING, BELL | G | EDWARDS AQUIFER DEVELOPMENT | GROUNDWATER WELLS AND OTHER | 2104 | 2176 | 2081 | 1177 | 503 | 0
G | MINING, BELL | G | INDUSTRIAL WATER CONSERVATION | OTHER CONSERVATION | 97 | 199 | 322 | 374 | 427 | 488
G | MINING, BELL | G | TRINITY AQUIFER DEVELOPMENT | GROUNDWATER WELLS AND OTHER | 582 | 582 | 582 | 582 | 260 | 120
G | MINING, BOSQUE | G | INDUSTRIAL WATER CONSERVATION | OTHER CONSERVATION | 59 | 104 | 132 | 131 | 128 | 127
G | MINING, BRAZOS | G | INDUSTRIAL WATER CONSERVATION | OTHER CONSERVATION | 33 | 81 | 100 | 80 | 65 | 57
G | MINING, BURLESON | G | INDUSTRIAL WATER CONSERVATION | OTHER CONSERVATION | 30 | 96 | 106 | 77 | 48 | 30
G | MINING, BURLESON | G | SPARTA AQUIFER DEVELOPMENT | GROUNDWATER WELLS AND OTHER | 740 | 740 | 740 | 740 | 740 | 740
G | MINING, CALLAHAN | G | INDUSTRIAL WATER CONSERVATION | OTHER CONSERVATION | 7 | 11 | 15 | 14 | 13 | 13
G | MINING, CALLAHAN | G | TRINITY AQUIFER DEVELOPMENT | GROUNDWATER WELLS AND OTHER | 225 | 225 | 225 | 225 | 225 | 225
G | MINING, COMANCHE | G | INDUSTRIAL WATER CONSERVATION | OTHER CONSERVATION | 14 | 26 | 26 | 19 | 13 | 9
G | MINING, COMANCHE | G | TRINITY AQUIFER DEVELOPMENT | GROUNDWATER WELLS AND OTHER | 404 | 473 | 311 | 320 | 149 | 93
G | MINING, CORYELL | G | INDUSTRIAL WATER CONSERVATION | OTHER CONSERVATION | 45 | 54 | 34 | 25 | 28 | 31
G | MINING, CORYELL | G | TRINITY AQUIFER DEVELOPMENT | GROUNDWATER WELLS AND OTHER | 1500 | 1500 | 500 | 500 | 500 | 500
G | MINING, EASTLAND | G | INDUSTRIAL WATER CONSERVATION | OTHER CONSERVATION | 35 | 59 | 65 | 50 | 36 | 30
G | MINING, EASTLAND | G | TRINITY AQUIFER DEVELOPMENT | GROUNDWATER WELLS AND OTHER | 1150 | 1150 | 900 | 700 | 500 | 500
G | MINING, ERATH | G | INDUSTRIAL WATER CONSERVATION | OTHER CONSERVATION | 0 | 27 | 0 | 0 | 0 | 0
G | MINING, FALLS | G | FALLS COUNTY IRRIGATION REALLOCATION TO FALLS COUNTY MINING | GROUNDWATER WELLS AND OTHER | 218 | 234 | 241 | 266 | 286 | 308
G | MINING, FALLS | G | INDUSTRIAL WATER CONSERVATION | OTHER CONSERVATION | 7 | 12 | 18 | 20 | 21 | 23
G | MINING, FISHER | G | DOCKUM AQUIFER DEVELOPMENT | GROUNDWATER WELLS AND OTHER | 400 | 400 | 400 | 400 | 400 | 400
G | MINING, FISHER | G | INDUSTRIAL WATER CONSERVATION | OTHER CONSERVATION | 12 | 20 | 25 | 22 | 19 | 17
G | MINING, GRIMES | G | CARRIZO AQUIFER DEVELOPMENT | GROUNDWATER WELLS AND OTHER | 300 | 550 | 550 | 300 | 300 | 100
G | MINING, GRIMES | G | INDUSTRIAL WATER CONSERVATION | OTHER CONSERVATION | 10 | 30 | 33 | 24 | 15 | 9
G | MINING, HAMILTON | G | INDUSTRIAL WATER CONSERVATION | OTHER CONSERVATION | 12 | 12 | 7 | 0 | 0 | 0
G | MINING, HAMILTON | G | TRINITY AQUIFER DEVELOPMENT | GROUNDWATER WELLS AND OTHER | 370 | 370 | 370 | 0 | 0 | 0
G | MINING, HASKELL | G | INDUSTRIAL WATER CONSERVATION | OTHER CONSERVATION | 3 | 5 | 6 | 5 | 5 | 4
G | MINING, HASKELL | G | REALLOCATION OF HASKELL CO. SE TO MINING AND IRRIGATION | OTHER SURFACE WATER | 90 | 87 | 77 | 69 | 61 | 55
G | MINING, HILL | G | INDUSTRIAL WATER CONSERVATION | OTHER CONSERVATION | 49 | 60 | 0 | 0 | 0 | 0
G | MINING, HILL | G | WOODBINE AQUIFER DEVELOPMENT | GROUNDWATER WELLS AND OTHER | 560 | 560 | 0 | 0 | 0 | 0
G | MINING, HOOD | G | INDUSTRIAL WATER CONSERVATION | OTHER CONSERVATION | 62 | 122 | 156 | 149 | 143 | 144
G | MINING, HOOD | G | TRINITY AQUIFER DEVELOPMENT | GROUNDWATER WELLS AND OTHER | 1120 | 1120 | 1120 | 1120 | 1120 | 1120
G | MINING, JOHNSON | G | INDUSTRIAL WATER CONSERVATION | OTHER CONSERVATION | 124 | 0 | 0 | 0 | 0 | 0
G | MINING, JOHNSON | G | WOODBINE AQUIFER DEVELOPMENT | GROUNDWATER WELLS AND OTHER | 1140 | 0 | 0 | 0 | 0 | 0
G | MINING, JONES | G | INDUSTRIAL WATER CONSERVATION | OTHER CONSERVATION | 7 | 12 | 15 | 14 | 13 | 12
G | MINING, KNOX | G | BLAINE AQUIFER DEVELOPMENT | GROUNDWATER WELLS AND OTHER | 15 | 15 | 15 | 15 | 15 | 15
G | MINING, KNOX | G | INDUSTRIAL WATER CONSERVATION | OTHER CONSERVATION | 0 | 1 | 1 | 1 | 1 | 1
G | MINING, LAMPASAS | G | INDUSTRIAL WATER CONSERVATION | OTHER CONSERVATION | 6 | 11 | 17 | 18 | 20 | 22
G | MINING, LAMPASAS | G | TRINITY AQUIFER DEVELOPMENT | GROUNDWATER WELLS AND OTHER | 185 | 185 | 225 | 225 | 275 | 275
G | MINING, LEE | G | INDUSTRIAL WATER CONSERVATION | OTHER CONSERVATION | 95 | 364 | 544 | 581 | 623 | 674
G | MINING, LIMESTONE | G | CARRIZO AQUIFER DEVELOPMENT | GROUNDWATER WELLS AND OTHER | 5398 | 5423 | 5498 | 5694 | 5587 | 5480
G | MINING, LIMESTONE | G | INDUSTRIAL WATER CONSERVATION | OTHER CONSERVATION | 310 | 496 | 691 | 724 | 756 | 800
G | MINING, MCLENNAN | G | BRAZOS RIVER ALLUVIUM DEVELOPMENT | GROUNDWATER WELLS AND OTHER | 1800 | 1800 | 1800 | 2500 | 2500 | 2900
G | MINING, MCLENNAN | G | INDUSTRIAL WATER CONSERVATION | OTHER CONSERVATION | 76 | 150 | 214 | 246 | 268 | 295
G | MINING, MCLENNAN | G | REUSE- WMARSS FLAT CREEK | OTHER DIRECT REUSE | 811 | 811 | 811 | 811 | 811 | 811
G | MINING, NOLAN | G | EDWARDS AQUIFER DEVELOPMENT | GROUNDWATER WELLS AND OTHER | 220 | 220 | 220 | 220 | 220 | 220
G | MINING, NOLAN | G | INDUSTRIAL WATER CONSERVATION | OTHER CONSERVATION | 7 | 11 | 14 | 12 | 11 | 10
G | MINING, ROBERTSON | G | INDUSTRIAL WATER CONSERVATION | OTHER CONSERVATION | 0 | 588 | 964 | 1136 | 1345 | 1606
G | MINING, SHACKELFORD | G | INDUSTRIAL WATER CONSERVATION | OTHER CONSERVATION | 17 | 37 | 39 | 31 | 23 | 17
G | MINING, SHACKELFORD | G | OTHER AQUIFER DEVELOPMENT | GROUNDWATER WELLS AND OTHER | 710 | 710 | 710 | 710 | 710 | 710
G | MINING, SOMERVELL | G | INDUSTRIAL WATER CONSERVATION | OTHER CONSERVATION | 33 | 64 | 80 | 74 | 70 | 68
G | MINING, SOMERVELL | G | TRINITY AQUIFER DEVELOPMENT | GROUNDWATER WELLS AND OTHER | 550 | 550 | 550 | 550 | 550 | 550
G | MINING, STEPHENS | G | INDUSTRIAL WATER CONSERVATION | OTHER CONSERVATION | 152 | 257 | 312 | 268 | 228 | 194
G | MINING, STONEWALL | G | BLAINE AQUIFER DEVELOPMENT | GROUNDWATER WELLS AND OTHER | 400 | 400 | 400 | 400 | 400 | 400
G | MINING, STONEWALL | G | INDUSTRIAL WATER CONSERVATION | OTHER CONSERVATION | 18 | 29 | 36 | 31 | 27 | 24
G | MINING, TAYLOR | G | CEDAR RIDGE RESERVOIR | NEW MAJOR RESERVOIR | 379 | 371 | 340 | 322 | 306 | 293
G | MINING, TAYLOR | G | INDUSTRIAL WATER CONSERVATION | OTHER CONSERVATION | 12 | 20 | 26 | 24 | 23 | 22
G | MINING, THROCKMORTON | G | INDUSTRIAL WATER CONSERVATION | OTHER CONSERVATION | 6 | 10 | 12 | 11 | 9 | 8
G | MINING, THROCKMORTON | G | OTHER AQUIFER DEVELOPMENT | GROUNDWATER WELLS AND OTHER | 200 | 200 | 200 | 200 | 200 | 200
G | MINING, WASHINGTON | G | GULF COAST AQUIFER DEVELOPMENT | GROUNDWATER WELLS AND OTHER | 552 | 823 | 654 | 500 | 347 | 246
G | MINING, WASHINGTON | G | INDUSTRIAL WATER CONSERVATION | OTHER CONSERVATION | 17 | 43 | 49 | 38 | 26 | 18
G | MINING, WILLIAMSON | G | INDUSTRIAL WATER CONSERVATION | OTHER CONSERVATION | 155 | 312 | 515 | 599 | 685 | 783
G | MINING, YOUNG | G | INDUSTRIAL WATER CONSERVATION | OTHER CONSERVATION | 6 | 14 | 14 | 11 | 7 | 5
G | MINING, YOUNG | G | OTHER AQUIFER DEVELOPMENT | GROUNDWATER WELLS AND OTHER | 270 | 270 | 260 | 260 | 260 | 260
G | MULTI-COUNTY WSC | G | CORYELL COUNTY OCR | NEW MAJOR RESERVOIR | 0 | 300 | 300 | 300 | 300 | 300
G | MULTI-COUNTY WSC | G | HAMILTON REDUCTION TO MULTI WSC | OTHER SURFACE WATER | 100 | 100 | 0 | 0 | 0 | 0
G | MUNDAY | G | MILLERS CREEK AUGMENTATION | NEW MAJOR RESERVOIR | 74 | 107 | 140 | 173 | 205 | 238
G | MUNDAY | G | MUNICIPAL WATER CONSERVATION (RURAL) - MUNDAY | MUNICIPAL CONSERVATION | 8 | 26 | 36 | 37 | 36 | 37
G | NAVASOTA | G | MUNICIPAL WATER CONSERVATION (SUBURBAN) - NAVASOTA | MUNICIPAL CONSERVATION | 55 | 158 | 238 | 229 | 231 | 235
G | NOLANVILLE | G | BRA SYSTEM OPERATIONS-LITTLE RIVER | OTHER SURFACE WATER | 0 | 5 | 14 | 65 | 77 | 97
G | NOLANVILLE | G | MUNICIPAL WATER CONSERVATION (SUBURBAN) - NOLANVILLE | MUNICIPAL CONSERVATION | 67 | 224 | 444 | 721 | 884 | 1003
G | NOLANVILLE | G | VOLUNTARY REDISTRIBUTION OF BELL COUNTY WCID#1 SUPPLY | OTHER SURFACE WATER | 5 | 215 | 401 | 544 | 798 | 1088
G | NORTH BOSQUE WSC | G | MUNICIPAL WATER CONSERVATION (SUBURBAN) - NORTH BOSQUE WSC | MUNICIPAL CONSERVATION | 33 | 99 | 183 | 280 | 390 | 452
G | NORTH BOSQUE WSC | G | TRINITY - MCLENNAN COUNTY ASR | AQUIFER STORAGE AND RECOVERY | 0 | 200 | 200 | 200 | 200 | 200
G | PARKER WSC | G | WOODBINE AQUIFER DEVELOPMENT | GROUNDWATER WELLS AND OTHER | 0 | 0 | 0 | 0 | 180 | 180
G | POSSUM KINGDOM WSC | G | MUNICIPAL WATER CONSERVATION (RURAL) - POSSUM KINGDOM WSC | MUNICIPAL CONSERVATION | 53 | 126 | 198 | 271 | 342 | 410
G | POTOSI WSC | G | CEDAR RIDGE RESERVOIR | NEW MAJOR RESERVOIR | 466 | 485 | 500 | 515 | 529 | 542
G | RANGER | G | MUNICIPAL WATER CONSERVATION (RURAL) - RANGER | MUNICIPAL CONSERVATION | 15 | 46 | 39 | 37 | 36 | 36
G | RIESEL | G | RMS WSC REDUCTION FOR RIESEL | MUNICIPAL CONSERVATION | 20 | 20 | 20 | 20 | 20 | 20
G | RIO VISTA | G | WOODBINE AQUIFER DEVELOPMENT | GROUNDWATER WELLS AND OTHER | 0 | 0 | 0 | 0 | 1179 | 1179
G | ROBINSON | G | INCREASE WTP CAPACITY-ROBINSON | OTHER SURFACE WATER | 0 | 2240 | 2240 | 2240 | 2240 | 2240
G | ROBINSON | G | MUNICIPAL WATER CONSERVATION (SUBURBAN) - ROBINSON | MUNICIPAL CONSERVATION | 91 | 316 | 507 | 549 | 605 | 663
G | ROBY | G | MUNICIPAL WATER CONSERVATION (RURAL) - ROBY | MUNICIPAL CONSERVATION | 5 | 13 | 14 | 13 | 12 | 12
G | ROCKDALE | G | MUNICIPAL WATER CONSERVATION (RURAL) - ROCKDALE | MUNICIPAL CONSERVATION | 43 | 128 | 198 | 195 | 200 | 207
G | ROTAN | F | SUBORDINATION - CRMWD SYSTEM | OTHER SURFACE WATER | 89 | 50 | 60 | 67 | 76 | 84
G | ROUND ROCK | G | ADDITIONAL ADVANCED CONSERVATION - ROUND ROCK | MUNICIPAL CONSERVATION | 0 | 0 | 1060 | 2825 | 5310 | 8446
G | ROUND ROCK | G | BRA SYSTEM OPERATIONS-LITTLE RIVER | OTHER SURFACE WATER | 0 | 122 | 361 | 1626 | 1943 | 2443
G | ROUND ROCK | G | BRUSHY CREEK RUA-EXISTING CONTRACTS | OTHER SURFACE WATER | 24400 | 24400 | 24400 | 24400 | 24400 | 24400
G | ROUND ROCK | K | DROUGHT MANAGEMENT | DROUGHT MANAGEMENT | 19 | 21 | 24 | 26 | 29 | 31
G | ROUND ROCK | G | LITTLE RIVER OCR | NEW MAJOR RESERVOIR | 0 | 0 | 0 | 0 | 3300 | 10800
G | ROUND ROCK | K | MUNICIPAL CONSERVATION - ROUND ROCK | MUNICIPAL CONSERVATION | 13 | 11 | 10 | 8 | 9 | 10
G | ROUND ROCK | G | MUNICIPAL WATER CONSERVATION (SUBURBAN) - ROUND ROCK | MUNICIPAL CONSERVATION | 520 | 119 | 0 | 0 | 0 | 0
G | RULE | G | MILLERS CREEK AUGMENTATION | NEW MAJOR RESERVOIR | 12 | 18 | 23 | 29 | 34 | 40
G | SALADO WSC | G | MUNICIPAL WATER CONSERVATION (SUBURBAN) - SALADO WSC | MUNICIPAL CONSERVATION | 97 | 255 | 431 | 624 | 830 | 1044
G | SNOOK | G | MUNICIPAL WATER CONSERVATION (RURAL) - SNOOK | MUNICIPAL CONSERVATION | 11 | 26 | 42 | 59 | 76 | 91
G | SOMERVILLE | G | MUNICIPAL WATER CONSERVATION (SUBURBAN) - SOMERVILLE | MUNICIPAL CONSERVATION | 8 | 26 | 23 | 23 | 23 | 24
G | SOUTHWEST MILAM WSC | G | MUNICIPAL WATER CONSERVATION (RURAL) - SOUTHWEST MILAM WSC | MUNICIPAL CONSERVATION | 33 | 1 | 0 | 0 | 0 | 0
G | STAMFORD | G | MUNICIPAL WATER CONSERVATION (SUBURBAN) - STAMFORD | MUNICIPAL CONSERVATION | 40 | 105 | 172 | 246 | 316 | 344
G | STEAM ELECTRIC POWER, BELL | G | REUSE- TEMPLE | OTHER DIRECT REUSE | 8407 | 8407 | 8407 | 8407 | 8407 | 9707
G | STEAM ELECTRIC POWER, BOSQUE | G | BRA SYSTEM OPERATION MAIN STEM | OTHER SURFACE WATER | 0 | 500 | 1670 | 3240 | 5130 | 7350
G | STEAM ELECTRIC POWER, BOSQUE | G | INDUSTRIAL WATER CONSERVATION | OTHER CONSERVATION | 0 | 362 | 596 | 705 | 837 | 995
G | STEAM ELECTRIC POWER, BRAZOS | G | INDUSTRIAL WATER CONSERVATION | OTHER CONSERVATION | 15 | 20 | 32 | 22 | 28 | 27
G | STEAM ELECTRIC POWER, BRAZOS | G | REUSE- BRYAN (OPTION 1) | OTHER DIRECT REUSE | 256 | 131 | 165 | 27 | 114 | 94
G | STEAM ELECTRIC POWER, GRIMES | G | CARRIZO AQUIFER DEVELOPMENT | GROUNDWATER WELLS AND OTHER | 343 | 343 | 343 | 343 | 343 | 343
G | STEAM ELECTRIC POWER, GRIMES | G | GIBBONS CREEK RESERVOIR EXPANSION | OTHER SURFACE WATER | 2605 | 2605 | 2605 | 2605 | 2605 | 2605
G | STEAM ELECTRIC POWER, GRIMES | G | GULF COAST AQUIFER DEVELOPMENT | GROUNDWATER WELLS AND OTHER | 6236 | 6236 | 6236 | 6236 | 6236 | 6236
G | STEAM ELECTRIC POWER, GRIMES | G | INDUSTRIAL WATER CONSERVATION | OTHER CONSERVATION | 953 | 1658 | 2426 | 2566 | 2776 | 3003
G | STEAM ELECTRIC POWER, GRIMES | G | REUSE- BRYAN | OTHER DIRECT REUSE | 766 | 1156 | 1564 | 2538 | 3976 | 5528
G | STEAM ELECTRIC POWER, GRIMES | G | REUSE- COLLEGE STATION | OTHER DIRECT REUSE | 766 | 1156 | 1564 | 2538 | 3976 | 5528
G | STEAM ELECTRIC POWER, JOHNSON | G | BRA SYSTEM OPERATION MAIN STEM | OTHER SURFACE WATER | 3415 | 3275 | 3135 | 3135 | 3135 | 3135
G | STEAM ELECTRIC POWER, JOHNSON | G | INDUSTRIAL WATER CONSERVATION | OTHER CONSERVATION | 210 | 350 | 490 | 490 | 490 | 490
G | STEAM ELECTRIC POWER, JOHNSON | G | LAKE AQUILLA AUGMENTATION - A (SURPLUS) | OTHER SURFACE WATER | 3415 | 3275 | 3135 | 3135 | 3135 | 3135
G | STEAM ELECTRIC POWER, LIMESTONE | G | INDUSTRIAL WATER CONSERVATION | OTHER CONSERVATION | 0 | 1321 | 2176 | 2573 | 3058 | 3642
G | STEAM ELECTRIC POWER, LIMESTONE | G | MCLENNAN CO. SE REDUCTION TO LIMESTONE CO. SE | OTHER DIRECT REUSE; OTHER SURFACE WATER | 0 | 2730 | 6842 | 12430 | 17963 | 17129
G | STEAM ELECTRIC POWER, LIMESTONE | G | REDUCE DEMAND THROUGH ALTERNATIVE COOLING | OTHER CONSERVATION | 0 | 0 | 0 | 0 | 1213 | 10121
G | STEAM ELECTRIC POWER, MILAM | G | INDUSTRIAL WATER CONSERVATION | OTHER CONSERVATION | 0 | 1601 | 2869 | 2869 | 2869 | 2869
G | STEAM ELECTRIC POWER, MILAM | G | LITTLE RIVER OCR | NEW MAJOR RESERVOIR | 0 | 0 | 0 | 4353 | 4000 | 4000
G | STEAM ELECTRIC POWER, NOLAN | G | CEDAR RIDGE RESERVOIR | NEW MAJOR RESERVOIR | 0 | 9999 | 9298 | 7901 | 6602 | 5383
G | STEAM ELECTRIC POWER, NOLAN | G | JONES COUNTY REALLOCATION TO NOLAN COUNTY SE | OTHER SURFACE WATER | 7914 | 11543 | 11441 | 11473 | 11353 | 11319
G | STEAM ELECTRIC POWER, NOLAN | G | REDUCE DEMAND THROUGH ALTERNATIVE COOLING | OTHER CONSERVATION | 5612 | 5612 | 5612 | 5612 | 5961 | 7214
G | STEAM ELECTRIC POWER, ROBERTSON | G | BRA SYSTEM OPERATION MAIN STEM | OTHER SURFACE WATER | 0 | 0 | 0 | 2000 | 4000 | 6000
G | STEAM ELECTRIC POWER, ROBERTSON | G | INDUSTRIAL WATER CONSERVATION | OTHER CONSERVATION | 0 | 0 | 2486 | 3289 | 3439 | 3597
G | STEAM ELECTRIC POWER, ROBERTSON | G | PURCHASE FROM WALNUT CREEK MINE-REUSE | OTHER DIRECT REUSE | 0 | 0 | 0 | 9000 | 9000 | 9000
G | STEAM ELECTRIC POWER, SOMERVELL | G | BRA SYSTEM OPERATION MAIN STEM | OTHER SURFACE WATER | 76120 | 76120 | 76120 | 76120 | 76120 | 76120
G | STEAM ELECTRIC POWER, SOMERVELL | G | HOOD COUNTY SE REALLOCATION TO SOMERVELL COUNTY SE | OTHER SURFACE WATER | 27133 | 27133 | 27133 | 27133 | 27133 | 27133
G | STEAM ELECTRIC POWER, SOMERVELL | G | SOMERVELL COUNTY WSP | OTHER SURFACE WATER | 300 | 300 | 484 | 484 | 484 | 484
G | STEAMBOAT MOUNTAIN WSC | G | CEDAR RIDGE RESERVOIR | NEW MAJOR RESERVOIR | 182 | 185 | 189 | 194 | 203 | 210
G | STEPHENS REGIONAL SUD | G | BRA SYSTEM OPERATION MAIN STEM | OTHER SURFACE WATER | 400 | 400 | 400 | 400 | 400 | 400
G | STRAWN | G | MUNICIPAL WATER CONSERVATION (RURAL) - STRAWN | MUNICIPAL CONSERVATION | 5 | 16 | 22 | 22 | 22 | 22
G | SWEETWATER | G | CEDAR RIDGE RESERVOIR | NEW MAJOR RESERVOIR | 574 | 806 | 969 | 1187 | 1394 | 1576
G | SWEETWATER | G | MUNICIPAL WATER CONSERVATION (RURAL) - SWEETWATER | MUNICIPAL CONSERVATION | 39 | 0 | 0 | 0 | 0 | 0
G | SWEETWATER | G | OAK CREEK RESERVOIR-CONJUNCTIVE USE | CONJUNCTIVE USE | 737 | 584 | 441 | 287 | 133 | 0
G | TAYLOR | G | MUNICIPAL WATER CONSERVATION (SUBURBAN) - TAYLOR | MUNICIPAL CONSERVATION | 75 | 73 | 17 | 0 | 0 | 0
G | TEMPLE | G | BRA SYSTEM OPERATIONS-LITTLE RIVER | OTHER SURFACE WATER | 3080 | 4262 | 3994 | 314 | 2447 | 2245
G | TEMPLE | G | MUNICIPAL WATER CONSERVATION (URBAN) - TEMPLE | MUNICIPAL CONSERVATION | 914 | 2740 | 5015 | 7724 | 10771 | 11850
G | TEMPLE | G | TRINITY - WILLIAMSON COUNTY ASR | AQUIFER STORAGE AND RECOVERY | 4761 | 3759 | 3323 | 7727 | 5730 | 4504
G | TEXAS A & M UNIVERSITY | G | MUNICIPAL WATER CONSERVATION (SUBURBAN) - TEXAS A & M UNIVERSITY | MUNICIPAL CONSERVATION | 416 | 942 | 1418 | 1869 | 2289 | 2670
G | THROCKMORTON | G | BRA SYSTEM OPERATION MAIN STEM | OTHER SURFACE WATER | 193 | 193 | 193 | 193 | 193 | 193
G | THROCKMORTON | G | MUNICIPAL WATER CONSERVATION (URBAN) - THROCKMORTON | MUNICIPAL CONSERVATION | 8 | 20 | 32 | 45 | 44 | 44
G | THROCKMORTON | G | THROCKMORTON OCR | NEW MAJOR RESERVOIR | 1125 | 1125 | 1125 | 1125 | 1125 | 1125
G | TOLAR | G | TRINITY AQUIFER DEVELOPMENT | GROUNDWATER WELLS AND OTHER | 0 | 0 | 0 | 12 | 12 | 24
G | TRI-COUNTY SUD | G | CARRIZO AQUIFER DEVELOPMENT | GROUNDWATER WELLS AND OTHER | 202 | 202 | 202 | 202 | 202 | 202
G | TYE | G | CEDAR RIDGE RESERVOIR | NEW MAJOR RESERVOIR | 2 | 4 | 6 | 9 | 13 | 15
G | VALLEY MILLS | G | BOSQUE COUNTY REGIONAL PROJECT | OTHER SURFACE WATER | 182 | 182 | 182 | 182 | 182 | 182
G | VALLEY MILLS | G | MUNICIPAL WATER CONSERVATION (URBAN) - VALLEY MILLS | MUNICIPAL CONSERVATION | 10 | 31 | 48 | 47 | 48 | 48
G | VENUS | C | CONSERVATION - VENUS | MUNICIPAL CONSERVATION | 0 | 0 | 1 | 1 | 2 | 2
G | VENUS | C | CONSERVATION, WATER LOSS CONTROL - VENUS | MUNICIPAL CONSERVATION | 0 | 0 | 0 | 0 | 0 | 0
G | VENUS | C | MIDLOTHIAN UNALLOCATED SUPPLY UTILIZATION | OTHER SURFACE WATER | 160 | 198 | 232 | 255 | 273 | 281
G | VENUS | G | MUNICIPAL WATER CONSERVATION (SUBURBAN) - VENUS | MUNICIPAL CONSERVATION | 30 | 90 | 115 | 127 | 140 | 156
G | VENUS | C | SULPHUR BASIN SUPPLY | NEW MAJOR RESERVOIR; OTHER SURFACE WATER | 0 | 0 | 0 | 24 | 49 | 258
G | VENUS | C | TRWD - ADDITIONAL CEDAR CREEK AND RICHLAND-CHAMBERS | INDIRECT REUSE; OTHER SURFACE WATER | 0 | 15 | 28 | 24 | 31 | 42
G | VENUS | C | TRWD - CEDAR CREEK WETLANDS | INDIRECT REUSE | 0 | 31 | 62 | 104 | 89 | 81
G | VENUS | C | TRWD - TEHUACANA | NEW MAJOR RESERVOIR | 0 | 0 | 29 | 56 | 29 | 38
G | VENUS | I | UNM-ROR-NECHES RUN OF RIVER | OTHER SURFACE WATER | 0 | 0 | 0 | 0 | 109 | 0
G | WACO | G | CONSERVATION - METER ENHANCEMENT PROGRAM - WACO | MUNICIPAL CONSERVATION | 698 | 2237 | 2346 | 2469 | 2604 | 2740
G | WACO | G | MUNICIPAL WATER CONSERVATION (URBAN) - WACO | MUNICIPAL CONSERVATION | 764 | 1796 | 4435 | 7312 | 9336 | 9814
G | WACO | G | REUSE- WMARSS BELLMEAD/ LACY-LAKEVIEW | OTHER DIRECT REUSE | 0 | 0 | 0 | 0 | 0 | 0
G | WACO | G | TRINITY - MCLENNAN COUNTY ASR | AQUIFER STORAGE AND RECOVERY | 7750 | 7550 | 7550 | 7400 | 7400 | 7400
G | WALNUT SPRINGS | G | BOSQUE COUNTY REGIONAL PROJECT | OTHER SURFACE WATER | 64 | 64 | 64 | 64 | 64 | 64
G | WELLBORN SUD | G | BRA SYSTEM OPERATION MAIN STEM | OTHER SURFACE WATER | 0 | 0 | 2240 | 2240 | 2240 | 2240
G | WELLBORN SUD | G | MUNICIPAL WATER CONSERVATION (URBAN) - WELLBORN SUD | MUNICIPAL CONSERVATION | 78 | 279 | 508 | 563 | 633 | 713
G | WEST | G | MUNICIPAL WATER CONSERVATION (SUBURBAN) - WEST | MUNICIPAL CONSERVATION | 15 | 23 | 13 | 7 | 6 | 6
G | WEST BRAZOS WSC | G | CARRIZO AQUIFER DEVELOPMENT | GROUNDWATER WELLS AND OTHER | 202 | 202 | 202 | 202 | 202 | 216
G | WHITE BLUFF COMMUNITY WS | G | MUNICIPAL WATER CONSERVATION (RURAL) - WHITE BLUFF COMMUNITY WS | MUNICIPAL CONSERVATION | 24 | 63 | 103 | 125 | 128 | 132
G | WHITNEY | G | MUNICIPAL WATER CONSERVATION (URBAN) - WHITNEY | MUNICIPAL CONSERVATION | 17 | 50 | 70 | 68 | 69 | 71
G | WILLIAMSON COUNTY MUD #10 | G | MUNICIPAL WATER CONSERVATION (SUBURBAN) - WILLIAMSON COUNTY MUD #10 | MUNICIPAL CONSERVATION | 61 | 181 | 352 | 489 | 587 | 688
G | WILLIAMSON COUNTY MUD #11 | G | MUNICIPAL WATER CONSERVATION (SUBURBAN) - WILLIAMSON COUNTY MUD #11 | MUNICIPAL CONSERVATION | 35 | 103 | 193 | 233 | 278 | 326
G | WILLIAMSON COUNTY MUD #9 | G | MUNICIPAL WATER CONSERVATION (SUBURBAN) - WILLIAMSON COUNTY MUD #9 | MUNICIPAL CONSERVATION | 37 | 128 | 263 | 319 | 382 | 448
G | WILLIAMSON-TRAVIS COUNTY MUD #1 | K | DROUGHT MANAGEMENT | DROUGHT MANAGEMENT | 23 | 22 | 22 | 22 | 22 | 22
G | WOODWAY | G | BRA SYSTEM OPERATIONS-LITTLE RIVER | OTHER SURFACE WATER | 0 | 7 | 20 | 57 | 74 | 103
G | WOODWAY | G | MUNICIPAL WATER CONSERVATION (SUBURBAN) - WOODWAY | MUNICIPAL CONSERVATION | 208 | 512 | 832 | 1180 | 1541 | 1906
H | ALVIN | H | MUNICIPAL CONSERVATION, ALVIN | MUNICIPAL CONSERVATION | 49 | 137 | 218 | 297 | 378 | 468
H | ALVIN | H | WATER LOSS REDUCTION, ALVIN | MUNICIPAL CONSERVATION | 63 | 125 | 190 | 231 | 255 | 288
H | AMES | H | WATER LOSS REDUCTION, AMES | MUNICIPAL CONSERVATION | 6 | 12 | 18 | 25 | 33 | 40
H | ANAHUAC | H | WATER LOSS REDUCTION, ANAHUAC | MUNICIPAL CONSERVATION | 9 | 16 | 23 | 29 | 34 | 40
H | ANGLETON | H | DOW RESERVOIR AND PUMP STATION EXPANSION | NEW MAJOR RESERVOIR | 994 | 997 | 1001 | 1026 | 1063 | 1063
H | ANGLETON | H | MUNICIPAL CONSERVATION, ANGLETON | MUNICIPAL CONSERVATION | 21 | 53 | 77 | 96 | 111 | 123
H | ANGLETON | H | WATER LOSS REDUCTION, ANGLETON | MUNICIPAL CONSERVATION | 27 | 49 | 67 | 75 | 75 | 76
H | ARCOLA | H | MUNICIPAL CONSERVATION, ARCOLA | MUNICIPAL CONSERVATION | 1 | 4 | 8 | 13 | 17 | 22
H | ARCOLA | H | NEW / EXPANDED CONTRACT WITH GCWA | INDIRECT REUSE | 10 | 132 | 184 | 233 | 274 | 314
H | ARCOLA | H | WATER LOSS REDUCTION, ARCOLA | MUNICIPAL CONSERVATION | 3 | 8 | 11 | 14 | 16 | 18
H | BACLIFF MUD | H | ADDITIONAL SUPPLY FROM GCWA | NEW MAJOR RESERVOIR | 880 | 857 | 833 | 810 | 787 | 763
H | BACLIFF MUD | H | MUNICIPAL CONSERVATION, BACLIFF MUD | MUNICIPAL CONSERVATION | 1 | 3 | 5 | 7 | 9 | 10
H | BACLIFF MUD | H | WATER LOSS REDUCTION, BACLIFF MUD | MUNICIPAL CONSERVATION | 6 | 5 | 5 | 5 | 5 | 5
H | BAILEY'S PRAIRIE | H | MUNICIPAL CONSERVATION, BAILEY'S PRAIRIE | MUNICIPAL CONSERVATION | 1 | 3 | 4 | 5 | 6 | 6
H | BAILEY'S PRAIRIE | H | WATER LOSS REDUCTION, BAILEY'S PRAIRIE | MUNICIPAL CONSERVATION | 1 | 2 | 3 | 4 | 4 | 4
H | BAYOU VISTA | H | ADDITIONAL SUPPLY FROM GCWA | NEW MAJOR RESERVOIR | 95 | 93 | 90 | 88 | 85 | 82
H | BAYOU VISTA | H | MUNICIPAL CONSERVATION, BAYOU VISTA | MUNICIPAL CONSERVATION | 1 | 2 | 3 | 4 | 4 | 5
H | BAYTOWN | H | MUNICIPAL CONSERVATION, BAYTOWN | MUNICIPAL CONSERVATION | 76 | 213 | 336 | 449 | 556 | 656
H | BAYTOWN | H | WATER LOSS REDUCTION, BAYTOWN | MUNICIPAL CONSERVATION | 140 | 265 | 378 | 449 | 461 | 474
H | BEACH CITY | H | EXPANDED USE OF GROUNDWATER, CHAMBERS COUNTY | GROUNDWATER WELLS AND OTHER | 100 | 100 | 200 | 200 | 350 | 350
H | BEASLEY | H | EXPANDED USE OF GROUNDWATER, FORT BEND COUNTY | GROUNDWATER WELLS AND OTHER | 0 | 0 | 0 | 0 | 0 | 0
H | BEASLEY | H | MUNICIPAL CONSERVATION, BEASLEY | MUNICIPAL CONSERVATION | 0 | 1 | 2 | 3 | 4 | 5
H | BEASLEY | H | WATER LOSS REDUCTION, BEASLEY | MUNICIPAL CONSERVATION | 0 | 0 | 0 | 0 | 1 | 1
H | BELLAIRE | H | MUNICIPAL CONSERVATION, BELLAIRE | MUNICIPAL CONSERVATION | 30 | 92 | 157 | 226 | 300 | 379
H | BELLVILLE | H | MUNICIPAL CONSERVATION, BELLVILLE | MUNICIPAL CONSERVATION | 3 | 7 | 12 | 16 | 19 | 23
H | BENDERS LANDING WATER SYSTEM | H | MUNICIPAL CONSERVATION, BENDERS LANDING WATER SYSTEM | MUNICIPAL CONSERVATION | 18 | 71 | 133 | 250 | 304 | 295
H | BENDERS LANDING WATER SYSTEM | H | NEW / EXPANDED CONTRACT WITH SJRA | OTHER SURFACE WATER | 0 | 0 | 0 | 0 | 4717 | 4729
H | BENDERS LANDING WATER SYSTEM | H | SJRA GRP - GROUNDWATER OFFSET | CONJUNCTIVE USE | 97 | 1196 | 2440 | 3631 | 0 | 0
H | BLUE BELL MANOR UTILITY COMPANY | H | CITY OF HOUSTON GRP PARTICIPATION | CONJUNCTIVE USE | 0 | 170 | 310 | 326 | 346 | 363
H | BLUE BELL MANOR UTILITY COMPANY | H | MUNICIPAL CONSERVATION, BLUE BELL MANOR UTILITY COMPANY | MUNICIPAL CONSERVATION | 5 | 15 | 25 | 35 | 45 | 54
H | BLUE BELL MANOR UTILITY COMPANY | H | WATER LOSS REDUCTION, BLUE BELL MANOR UTILITY COMPANY | MUNICIPAL CONSERVATION | 8 | 15 | 16 | 17 | 18 | 19
H | BOLIVAR PENINSULA SUD | H | MUNICIPAL CONSERVATION, BOLIVAR PENINSULA SUD | MUNICIPAL CONSERVATION | 0 | 2 | 3 | 4 | 7 | 9
H | BOLIVAR PENINSULA SUD | H | WATER LOSS REDUCTION, BOLIVAR PENINSULA SUD | MUNICIPAL CONSERVATION | 3 | 6 | 10 | 12 | 14 | 17
H | BRAZORIA | H | DOW RESERVOIR AND PUMP STATION EXPANSION | NEW MAJOR RESERVOIR | 175 | 175 | 175 | 175 | 175 | 175
H | BRAZORIA | H | MUNICIPAL CONSERVATION, BRAZORIA | MUNICIPAL CONSERVATION | 3 | 9 | 13 | 16 | 19 | 21
H | BRAZORIA | H | WATER LOSS REDUCTION, BRAZORIA | MUNICIPAL CONSERVATION | 5 | 9 | 12 | 16 | 17 | 17
H | BRAZORIA COUNTY MUD #2 | H | MUNICIPAL CONSERVATION, BRAZORIA COUNTY MUD #2 | MUNICIPAL CONSERVATION | 23 | 61 | 92 | 116 | 134 | 146
H | BRAZORIA COUNTY MUD #2 | H | WATER LOSS REDUCTION, BRAZORIA COUNTY MUD #2 | MUNICIPAL CONSERVATION | 61 | 116 | 165 | 210 | 250 | 287
H | BRAZORIA COUNTY MUD #21 | H | MUNICIPAL CONSERVATION, BRAZORIA COUNTY MUD #21 | MUNICIPAL CONSERVATION | 6 | 16 | 26 | 35 | 43 | 49
H | BRAZORIA COUNTY MUD #3 | H | MUNICIPAL CONSERVATION, BRAZORIA COUNTY MUD #3 | MUNICIPAL CONSERVATION | 6 | 16 | 24 | 30 | 35 | 39
H | BRAZORIA COUNTY MUD #3 | H | WATER LOSS REDUCTION, BRAZORIA COUNTY MUD #3 | MUNICIPAL CONSERVATION | 8 | 14 | 21 | 23 | 24 | 24
H | BRAZORIA COUNTY MUD #6 | H | MUNICIPAL CONSERVATION, BRAZORIA COUNTY MUD #6 | MUNICIPAL CONSERVATION | 7 | 19 | 28 | 36 | 41 | 46
H | BRAZORIA COUNTY MUD #6 | H | WATER LOSS REDUCTION, BRAZORIA COUNTY MUD #6 | MUNICIPAL CONSERVATION | 9 | 17 | 25 | 28 | 28 | 28
H | BROOKSHIRE | H | MUNICIPAL CONSERVATION, BROOKSHIRE | MUNICIPAL CONSERVATION | 1 | 3 | 5 | 8 | 10 | 12
H | BROOKSIDE VILLAGE | H | MUNICIPAL CONSERVATION, BROOKSIDE VILLAGE | MUNICIPAL CONSERVATION | 2 | 6 | 11 | 17 | 25 | 34
H | BROOKSIDE VILLAGE | H | WATER LOSS REDUCTION, BROOKSIDE VILLAGE | MUNICIPAL CONSERVATION | 3 | 5 | 9 | 13 | 17 | 21
H | BUFFALO | H | MUNICIPAL CONSERVATION, BUFFALO | MUNICIPAL CONSERVATION | 1 | 3 | 4 | 5 | 7 | 8
H | BUNKER HILL VILLAGE | H | MUNICIPAL CONSERVATION, BUNKER HILL VILLAGE | MUNICIPAL CONSERVATION | 13 | 40 | 67 | 97 | 127 | 160
H | BUNKER HILL VILLAGE | H | WATER LOSS REDUCTION, BUNKER HILL VILLAGE | MUNICIPAL CONSERVATION | 19 | 39 | 44 | 47 | 51 | 55
H | CENTERVILLE | H | MUNICIPAL CONSERVATION, CENTERVILLE | MUNICIPAL CONSERVATION | 0 | 1 | 2 | 3 | 4 | 5
H | CENTRAL HARRIS COUNTY REGIONAL WATER AUTHORITY | H | CHCRWA GRP | OTHER SURFACE WATER | 0 | 323 | 1240 | 1153 | 1114 | 1093
H | CENTRAL HARRIS COUNTY REGIONAL WATER AUTHORITY | H | CHCRWA GRP - REGIONAL RETURN FLOWS | INDIRECT REUSE | 4682 | 4359 | 3442 | 3529 | 3568 | 3589
H | CENTRAL HARRIS COUNTY REGIONAL WATER AUTHORITY | H | MUNICIPAL CONSERVATION, CENTRAL HARRIS COUNTY REGIONAL WATER AUTHORITY | MUNICIPAL CONSERVATION | 38 | 116 | 192 | 267 | 340 | 413
H | CENTRAL HARRIS COUNTY REGIONAL WATER AUTHORITY | H | WASTEWATER RECLAMATION FOR MUNICIPAL IRRIGATION | OTHER DIRECT REUSE | 0 | 236 | 424 | 612 | 762 | 918
H | CHIMNEY HILL MUD | H | MUNICIPAL CONSERVATION, CHIMNEY HILL MUD | MUNICIPAL CONSERVATION | 5 | 13 | 20 | 27 | 33 | 39
H | CLEAR BROOK CITY MUD | H | MUNICIPAL CONSERVATION, CLEAR BROOK CITY MUD | MUNICIPAL CONSERVATION | 13 | 38 | 64 | 90 | 116 | 141
H | CLEAR BROOK CITY MUD | H | WATER LOSS REDUCTION, CLEAR BROOK CITY MUD | MUNICIPAL CONSERVATION | 20 | 38 | 42 | 44 | 47 | 49
H | CLEAR LAKE SHORES | H | MUNICIPAL CONSERVATION, CLEAR LAKE SHORES | MUNICIPAL CONSERVATION | 1 | 4 | 6 | 8 | 10 | 11
H | CLEAR LAKE SHORES | H | NEW / EXPANDED CONTRACT WITH GCWA | INDIRECT REUSE | 221 | 223 | 208 | 204 | 199 | 196
H | CLEAR LAKE SHORES | H | WATER LOSS REDUCTION, CLEAR LAKE SHORES | MUNICIPAL CONSERVATION | 7 | 14 | 20 | 20 | 20 | 20
H | CLEVELAND | H | MUNICIPAL CONSERVATION, CLEVELAND | MUNICIPAL CONSERVATION | 0 | 0 | 0 | 1 | 1 | 1
H | CLEVELAND | H | WATER LOSS REDUCTION, CLEVELAND | MUNICIPAL CONSERVATION | 47 | 90 | 129 | 164 | 199 | 231
H | CLUTE | H | DOW RESERVOIR AND PUMP STATION EXPANSION | NEW MAJOR RESERVOIR | 582 | 594 | 604 | 626 | 657 | 657
H | CLUTE | H | MUNICIPAL CONSERVATION, CLUTE | MUNICIPAL CONSERVATION | 15 | 41 | 63 | 81 | 96 | 109
H | CLUTE | H | WATER LOSS REDUCTION, CLUTE | MUNICIPAL CONSERVATION | 20 | 38 | 55 | 63 | 65 | 67
H | COLDSPRING | H | WATER LOSS REDUCTION, COLDSPRING | MUNICIPAL CONSERVATION | 2 | 4 | 6 | 8 | 10 | 12
H | CONCORD-ROBBINS WSC | H | MUNICIPAL CONSERVATION, CONCORD-ROBBINS WSC | MUNICIPAL CONSERVATION | 0 | 1 | 2 | 3 | 4 | 5
H | CONROE | H | CONROE BRACKISH GROUNDWATER DESALINATION | GROUNDWATER DESALINATION | 5600 | 5600 | 5600 | 5600 | 5600 | 5600
H | CONROE | H | MUNICIPAL CONSERVATION, CONROE | MUNICIPAL CONSERVATION | 113 | 321 | 499 | 821 | 912 | 981
H | CONROE | H | SJRA GRP - PARTICIPANT SURFACE WATER | OTHER SURFACE WATER | 2045 | 3940 | 5666 | 7295 | 9091 | 10828
H | COUNTY-OTHER, AUSTIN | H | EXPANDED USE OF GROUNDWATER, AUSTIN COUNTY | GROUNDWATER WELLS AND OTHER | 0 | 100 | 100 | 300 | 1100 | 1200
H | COUNTY-OTHER, AUSTIN | H | MUNICIPAL CONSERVATION, COUNTY-OTHER - AUSTIN COUNTY | MUNICIPAL CONSERVATION | 5 | 15 | 27 | 38 | 52 | 63
H | COUNTY-OTHER, BRAZORIA | H | DOW RESERVOIR AND PUMP STATION EXPANSION | NEW MAJOR RESERVOIR | 3173 | 3501 | 3273 | 2999 | 2579 | 2579
H | COUNTY-OTHER, BRAZORIA | H | MUNICIPAL CONSERVATION, COUNTY-OTHER - BRAZORIA COUNTY | MUNICIPAL CONSERVATION | 174 | 589 | 1065 | 1582 | 2131 | 2705
H | COUNTY-OTHER, BRAZORIA | H | NEW / EXPANDED CONTRACT WITH BRA | NEW MAJOR RESERVOIR | 0 | 0 | 0 | 0 | 0 | 10
H | COUNTY-OTHER, BRAZORIA | H | NEW / EXPANDED CONTRACT WITH BWA | OTHER SURFACE WATER | 9743 | 10341 | 10939 | 11537 | 12135 | 12735
H | COUNTY-OTHER, BRAZORIA | H | NEW / EXPANDED CONTRACT WITH BWA - BRACKISH GROUNDWATER | GROUNDWATER DESALINATION | 1147 | 1063 | 1003 | 937 | 865 | 800
H | COUNTY-OTHER, BRAZORIA | H | NEW / EXPANDED CONTRACT WITH GCWA | INDIRECT REUSE | 701 | 2258 | 3969 | 5837 | 8008 | 10125
H | COUNTY-OTHER, BRAZORIA | H | WASTEWATER RECLAMATION FOR MUNICIPAL IRRIGATION | OTHER DIRECT REUSE | 0 | 349 | 703 | 1063 | 1449 | 1874
H | COUNTY-OTHER, BRAZORIA | H | WATER LOSS REDUCTION, COUNTY-OTHER - BRAZORIA COUNTY | MUNICIPAL CONSERVATION | 166 | 208 | 251 | 295 | 345 | 399
H | COUNTY-OTHER, CHAMBERS | H | MUNICIPAL CONSERVATION, COUNTY-OTHER - CHAMBERS COUNTY | MUNICIPAL CONSERVATION | 0 | 0 | 0 | 1 | 1 | 1
H | COUNTY-OTHER, CHAMBERS | H | NEW / EXPANDED CONTRACT WITH CLCND | OTHER SURFACE WATER | 2800 | 2800 | 2800 | 2800 | 2800 | 2800
H | COUNTY-OTHER, CHAMBERS | H | WATER LOSS REDUCTION, COUNTY-OTHER - CHAMBERS COUNTY | MUNICIPAL CONSERVATION | 16 | 34 | 39 | 45 | 52 | 58
H | COUNTY-OTHER, FORT BEND | H | EXPANDED USE OF GROUNDWATER, FORT BEND COUNTY | GROUNDWATER WELLS AND OTHER | 0 | 0 | 0 | 0 | 0 | 0
H | COUNTY-OTHER, FORT BEND | H | MISSOURI CITY GRP - SURFACE WATER EXPANSION | OTHER SURFACE WATER | 568 | 558 | 555 | 553 | 552 | 552
H | COUNTY-OTHER, FORT BEND | H | MUNICIPAL CONSERVATION, COUNTY-OTHER - FORT BEND COUNTY | MUNICIPAL CONSERVATION | 144 | 441 | 729 | 1148 | 1737 | 2516
H | COUNTY-OTHER, FORT BEND | H | NEW / EXPANDED CONTRACT WITH GCWA | INDIRECT REUSE | 39 | 590 | 590 | 1115 | 1796 | 2975
H | COUNTY-OTHER, FORT BEND | H | RICHMOND GRP - PARTICIPANT SURFACE WATER | CONJUNCTIVE USE | 189 | 477 | 504 | 576 | 648 | 719
H | COUNTY-OTHER, FORT BEND | H | ROSENBERG GRP - GROUNDWATER OFFSET | CONJUNCTIVE USE | 257 | 279 | 295 | 312 | 329 | 351
H | COUNTY-OTHER, FORT BEND | H | ROSENBERG GRP - SURFACE WATER | CONJUNCTIVE USE | 454 | 468 | 469 | 470 | 473 | 475
H | COUNTY-OTHER, FORT BEND | H | SUGAR LAND GRP - GROUNDWATER OFFSET | CONJUNCTIVE USE | 66 | 66 | 66 | 66 | 66 | 66
H | COUNTY-OTHER, FORT BEND | H | SUGAR LAND GRP - REUSE | OTHER DIRECT REUSE | 4480 | 4480 | 4480 | 4480 | 4480 | 4480
H | COUNTY-OTHER, FORT BEND | H | SUGAR LAND GRP - SURFACE WATER EXPANSION | OTHER SURFACE WATER | 1432 | 2008 | 2008 | 2008 | 2008 | 2008
H | COUNTY-OTHER, FORT BEND | H | WASTEWATER RECLAMATION FOR MUNICIPAL IRRIGATION | OTHER DIRECT REUSE | 0 | 1922 | 2867 | 4560 | 6300 | 8212
H | COUNTY-OTHER, GALVESTON | H | MUNICIPAL CONSERVATION, COUNTY-OTHER - GALVESTON COUNTY | MUNICIPAL CONSERVATION | 6 | 18 | 30 | 42 | 55 | 69
H | COUNTY-OTHER, GALVESTON | H | NEW / EXPANDED CONTRACT WITH GCWA | INDIRECT REUSE | 1994 | 2160 | 2297 | 2440 | 2597 | 2752
H | COUNTY-OTHER, GALVESTON | H | NEW / EXPANDED CONTRACT WITH LNVA - REALLOCATION | OTHER SURFACE WATER | 4 | 7 | 7 | 10 | 12 | 14
H | COUNTY-OTHER, HARRIS | H | CITY OF HOUSTON GRP PARTICIPATION | CONJUNCTIVE USE | 8047 | 8028 | 9832 | 10116 | 10389 | 10694
H | COUNTY-OTHER, HARRIS | H | MUNICIPAL CONSERVATION, COUNTY-OTHER - HARRIS COUNTY | MUNICIPAL CONSERVATION | 273 | 894 | 1493 | 2051 | 2757 | 3486
H | COUNTY-OTHER, HARRIS | H | NEW / EXPANDED CONTRACT WITH COH | OTHER SURFACE WATER | 1564 | 1718 | 1914 | 1959 | 2041 | 2131
H | COUNTY-OTHER, HARRIS | H | WASTEWATER RECLAMATION FOR MUNICIPAL IRRIGATION | OTHER DIRECT REUSE | 0 | 868 | 1476 | 1993 | 2520 | 3002
H | COUNTY-OTHER, LEON | H | MUNICIPAL CONSERVATION, COUNTY-OTHER - LEON COUNTY | MUNICIPAL CONSERVATION | 2 | 5 | 9 | 12 | 15 | 18
H | COUNTY-OTHER, LIBERTY | H | EXPANDED USE OF GROUNDWATER, LIBERTY COUNTY | GROUNDWATER WELLS AND OTHER | 0 | 0 | 0 | 0 | 325 | 325
H | COUNTY-OTHER, LIBERTY | H | WATER LOSS REDUCTION, COUNTY-OTHER - LIBERTY COUNTY | MUNICIPAL CONSERVATION | 119 | 224 | 319 | 410 | 499 | 586
H | COUNTY-OTHER, MADISON | H | EXPANDED USE OF GROUNDWATER, MADISON COUNTY | GROUNDWATER WELLS AND OTHER | 0 | 0 | 0 | 0 | 0 | 25
H | COUNTY-OTHER, MADISON | H | WATER LOSS REDUCTION, COUNTY-OTHER - MADISON COUNTY | MUNICIPAL CONSERVATION | 23 | 46 | 67 | 70 | 74 | 78
H | COUNTY-OTHER, MONTGOMERY | H | BRACKISH GROUNDWATER SUPPLIES | GROUNDWATER DESALINATION | 0 | 0 | 0 | 0 | 3622 | 10000
H | COUNTY-OTHER, MONTGOMERY | H | MUNICIPAL CONSERVATION, COUNTY-OTHER - MONTGOMERY COUNTY | MUNICIPAL CONSERVATION | 305 | 1040 | 1921 | 3759 | 4913 | 6137
H | COUNTY-OTHER, MONTGOMERY | H | NEW / EXPANDED CONTRACT WITH SJRA | OTHER SURFACE WATER | 631 | 1606 | 16235 | 35313 | 48648 | 37812
H | COUNTY-OTHER, MONTGOMERY | H | NEW / EXPANDED CONTRACT WITH SJRA - REGIONAL RETURN FLOWS | INDIRECT REUSE | 0 | 0 | 0 | 0 | 0 | 31422
H | COUNTY-OTHER, MONTGOMERY | H | SJRA CATAHOULA AQUIFER SUPPLIES | GROUNDWATER DESALINATION | 3920 | 3920 | 3920 | 3920 | 3920 | 3920
H | COUNTY-OTHER, MONTGOMERY | H | SJRA GRP - GROUNDWATER OFFSET | CONJUNCTIVE USE | 5311 | 7799 | 4921 | 1554 | 2005 | 0
H | COUNTY-OTHER, MONTGOMERY | H | SJRA GRP - PARTICIPANT SURFACE WATER | OTHER SURFACE WATER | 4728 | 7231 | 9711 | 10915 | 12102 | 12840
H | COUNTY-OTHER, MONTGOMERY | H | WASTEWATER RECLAMATION FOR MUNICIPAL IRRIGATION | OTHER DIRECT REUSE | 0 | 2684 | 5827 | 9680 | 14492 | 20387
H | COUNTY-OTHER, POLK | H | WATER LOSS REDUCTION, COUNTY-OTHER - POLK COUNTY | MUNICIPAL CONSERVATION | 73 | 147 | 219 | 290 | 360 | 426
H | COUNTY-OTHER, WALKER | H | WATER LOSS REDUCTION, COUNTY-OTHER - WALKER COUNTY | MUNICIPAL CONSERVATION | 48 | 91 | 130 | 166 | 180 | 182
H | COUNTY-OTHER, WALLER | H | EXPANDED USE OF GROUNDWATER, WALLER COUNTY | GROUNDWATER WELLS AND OTHER | 0 | 0 | 0 | 500 | 500 | 850
H | COUNTY-OTHER, WALLER | H | MUNICIPAL CONSERVATION, COUNTY-OTHER - WALLER COUNTY | MUNICIPAL CONSERVATION | 4 | 15 | 26 | 34 | 43 | 55
H | COUNTY-OTHER, WALLER | H | WATER LOSS REDUCTION, COUNTY-OTHER - WALLER COUNTY | MUNICIPAL CONSERVATION | 68 | 153 | 256 | 379 | 526 | 695
H | COVE | H | WATER LOSS REDUCTION, COVE | MUNICIPAL CONSERVATION | 1 | 3 | 4 | 6 | 8 | 9
H | CROSBY MUD | H | MUNICIPAL CONSERVATION, CROSBY MUD | MUNICIPAL CONSERVATION | 3 | 7 | 12 | 16 | 20 | 23
H | CROSBY MUD | H | WATER LOSS REDUCTION, CROSBY MUD | MUNICIPAL CONSERVATION | 4 | 7 | 7 | 7 | 7 | 7
H | CUT AND SHOOT | H | MUNICIPAL CONSERVATION, CUT AND SHOOT | MUNICIPAL CONSERVATION | 1 | 2 | 4 | 7 | 8 | 9
H | CUT AND SHOOT | H | WATER LOSS REDUCTION, CUT AND SHOOT | MUNICIPAL CONSERVATION | 1 | 3 | 3 | 4 | 4 | 5
H | DAISETTA | H | WATER LOSS REDUCTION, DAISETTA | MUNICIPAL CONSERVATION | 8 | 16 | 24 | 33 | 43 | 53
H | DANBURY | H | MUNICIPAL CONSERVATION, DANBURY | MUNICIPAL CONSERVATION | 2 | 5 | 7 | 8 | 10 | 11
H | DANBURY | H | WATER LOSS REDUCTION, DANBURY | MUNICIPAL CONSERVATION | 2 | 4 | 6 | 7 | 7 | 7
H | DEER PARK | H | MUNICIPAL CONSERVATION, DEER PARK | MUNICIPAL CONSERVATION | 34 | 99 | 160 | 218 | 275 | 329
H | DEER PARK | H | WATER LOSS REDUCTION, DEER PARK | MUNICIPAL CONSERVATION | 72 | 138 | 200 | 260 | 320 | 356
H | DICKINSON | H | ADDITIONAL SUPPLY FROM GCWA | NEW MAJOR RESERVOIR | 252 | 245 | 238 | 232 | 225 | 218
H | DICKINSON | H | MUNICIPAL CONSERVATION, DICKINSON | MUNICIPAL CONSERVATION | 6 | 16 | 26 | 36 | 47 | 57
H | DICKINSON | H | WATER LOSS REDUCTION, DICKINSON | MUNICIPAL CONSERVATION | 31 | 61 | 87 | 91 | 95 | 99
H | DOBBIN-PLANTERSVILLE WSC | H | BRACKISH GROUNDWATER SUPPLIES | GROUNDWATER DESALINATION | 153 | 327 | 570 | 890 | 1337 | 1930
H | DOBBIN-PLANTERSVILLE WSC | H | MUNICIPAL CONSERVATION, DOBBIN-PLANTERSVILLE WSC | MUNICIPAL CONSERVATION | 5 | 17 | 31 | 61 | 81 | 104
H | DOBBIN-PLANTERSVILLE WSC | H | WATER LOSS REDUCTION, DOBBIN-PLANTERSVILLE WSC | MUNICIPAL CONSERVATION | 9 | 21 | 41 | 59 | 79 | 105
H | EAST PLANTATION UD | H | MUNICIPAL CONSERVATION, EAST PLANTATION UD | MUNICIPAL CONSERVATION | 2 | 4 | 7 | 11 | 13 | 13
H | EAST PLANTATION UD | H | NEW / EXPANDED CONTRACT WITH SJRA | OTHER SURFACE WATER | 0 | 0 | 0 | 0 | 5 | 16
H | EAST PLANTATION UD | H | RIVER PLANTATION AND EAST PLANTATION JOINT GRP | OTHER DIRECT REUSE | 0 | 65 | 65 | 65 | 65 | 65
H | EL DORADO UD | H | CITY OF HOUSTON GRP PARTICIPATION | CONJUNCTIVE USE | 0 | 60 | 104 | 100 | 95 | 90
H | EL DORADO UD | H | MUNICIPAL CONSERVATION, EL DORADO UD | MUNICIPAL CONSERVATION | 2 | 6 | 9 | 13 | 16 | 18
H | EL DORADO UD | H | WATER LOSS REDUCTION, EL DORADO UD | MUNICIPAL CONSERVATION | 5 | 10 | 14 | 18 | 22 | 25
H | EL LAGO | H | MUNICIPAL CONSERVATION, EL LAGO | MUNICIPAL CONSERVATION | 3 | 7 | 11 | 15 | 18 | 21
H | EL LAGO | H | WATER LOSS REDUCTION, EL LAGO | MUNICIPAL CONSERVATION | 4 | 7 | 7 | 7 | 7 | 7
H | FAIRCHILDS | H | MUNICIPAL CONSERVATION, FAIRCHILDS | MUNICIPAL CONSERVATION | 1 | 1 | 2 | 3 | 5 | 6
H | FAIRCHILDS | H | WATER LOSS REDUCTION, FAIRCHILDS | MUNICIPAL CONSERVATION | 1 | 2 | 3 | 4 | 4 | 5
H | FLO COMMUNITY WSC | C | CONSERVATION - FLO COMMUNITY WSC | MUNICIPAL CONSERVATION | 0 | 0 | 0 | 1 | 1 | 1
H | FLO COMMUNITY WSC | C | CONSERVATION, WATER LOSS CONTROL - FLO COMMUNITY WSC | MUNICIPAL CONSERVATION | 0 | 0 | 0 | 0 | 0 | 0
H | FLO COMMUNITY WSC | H | MUNICIPAL CONSERVATION, FLO COMMUNITY WSC | MUNICIPAL CONSERVATION | 1 | 2 | 3 | 4 | 5 | 6
H | FORT BEND COUNTY MUD #116 | H | MUNICIPAL CONSERVATION, FORT BEND COUNTY MUD #116 | MUNICIPAL CONSERVATION | 3 | 9 | 15 | 21 | 27 | 34
H | FORT BEND COUNTY MUD #116 | H | RICHMOND GRP - PARTICIPANT SURFACE WATER | CONJUNCTIVE USE | 174 | 392 | 460 | 512 | 565 | 619
H | FORT BEND COUNTY MUD #121 | H | MUNICIPAL CONSERVATION, FORT BEND COUNTY MUD #121 | MUNICIPAL CONSERVATION | 2 | 6 | 10 | 14 | 19 | 24
H | FORT BEND COUNTY MUD #121 | H | RICHMOND GRP - PARTICIPANT SURFACE WATER | CONJUNCTIVE USE | 0 | 0 | 0 | 1 | 47 | 94
H | FORT BEND COUNTY MUD #129 | H | MISSOURI CITY GRP - SURFACE WATER EXPANSION | OTHER SURFACE WATER | 0 | 184 | 322 | 437 | 515 | 509
H | FORT BEND COUNTY MUD #129 | H | MUNICIPAL CONSERVATION, FORT BEND COUNTY MUD #129 | MUNICIPAL CONSERVATION | 4 | 13 | 24 | 35 | 46 | 52
H | FORT BEND COUNTY MUD #129 | H | WATER LOSS REDUCTION, FORT BEND COUNTY MUD #129 | MUNICIPAL CONSERVATION | 8 | 22 | 32 | 38 | 42 | 42
H | FORT BEND COUNTY MUD #23 | H | MISSOURI CITY GRP - GROUNDWATER OFFSET | CONJUNCTIVE USE | 0 | 418 | 434 | 450 | 468 | 488
H | FORT BEND COUNTY MUD #23 | H | MUNICIPAL CONSERVATION, FORT BEND COUNTY MUD #23 | MUNICIPAL CONSERVATION | 7 | 19 | 28 | 36 | 44 | 51
H | FORT BEND COUNTY MUD #25 | H | FORT BEND MUD 25 GRP - REUSE | OTHER DIRECT REUSE | 0 | 184 | 184 | 184 | 184 | 184
H | FORT BEND COUNTY MUD #25 | H | FORT BEND MUD 25 GRP - SURFACE WATER | OTHER SURFACE WATER | 0 | 560 | 560 | 560 | 560 | 560
H | FORT BEND COUNTY MUD #25 | H | MUNICIPAL CONSERVATION, FORT BEND COUNTY MUD #25 | MUNICIPAL CONSERVATION | 7 | 16 | 24 | 30 | 36 | 41
H | FOUNTAINVIEW SUBDIVISION | H | MUNICIPAL CONSERVATION, FOUNTAINVIEW SUBDIVISION | MUNICIPAL CONSERVATION | 1 | 4 | 6 | 8 | 10 | 11
H | FOUNTAINVIEW SUBDIVISION | H | NEW / EXPANDED CONTRACT WITH COH | OTHER SURFACE WATER | 50 | 93 | 118 | 116 | 115 | 115
H | FOUNTAINVIEW SUBDIVISION | H | WATER LOSS REDUCTION, FOUNTAINVIEW SUBDIVISION | MUNICIPAL CONSERVATION | 2 | 4 | 4 | 4 | 4 | 4
H | FREEPORT | H | DOW RESERVOIR AND PUMP STATION EXPANSION | NEW MAJOR RESERVOIR | 1039 | 1126 | 1217 | 1337 | 1483 | 1483
H | FREEPORT | H | MUNICIPAL CONSERVATION, FREEPORT | MUNICIPAL CONSERVATION | 15 | 41 | 62 | 80 | 96 | 110
H | FREEPORT | H | WATER LOSS REDUCTION, FREEPORT | MUNICIPAL CONSERVATION | 19 | 37 | 54 | 62 | 65 | 67
H | FRIENDSWOOD | H | MUNICIPAL CONSERVATION, FRIENDSWOOD | MUNICIPAL CONSERVATION | 28 | 90 | 154 | 224 | 297 | 377
H | FULSHEAR | H | MUNICIPAL CONSERVATION, FULSHEAR | MUNICIPAL CONSERVATION | 8 | 21 | 33 | 44 | 55 | 64
H | FULSHEAR | H | NFBWA GRP - SURFACE WATER CONVERSION | OTHER SURFACE WATER | 0 | 496 | 561 | 616 | 662 | 703
H | G & W WSC | H | MUNICIPAL CONSERVATION, G & W WSC | MUNICIPAL CONSERVATION | 1 | 2 | 4 | 7 | 9 | 11
H | GALENA PARK | H | MUNICIPAL CONSERVATION, GALENA PARK | MUNICIPAL CONSERVATION | 7 | 18 | 28 | 38 | 47 | 55
H | GALENA PARK | H | WATER LOSS REDUCTION, GALENA PARK | MUNICIPAL CONSERVATION | 11 | 21 | 29 | 33 | 34 | 34
H | GALVESTON | H | ADDITIONAL SUPPLY FROM GCWA | INDIRECT REUSE; NEW MAJOR RESERVOIR | 4435 | 4317 | 4200 | 4082 | 3964 | 3846
H | GALVESTON | H | MUNICIPAL CONSERVATION, GALVESTON | MUNICIPAL CONSERVATION | 37 | 110 | 188 | 263 | 339 | 420
H | GALVESTON | H | WATER LOSS REDUCTION, GALVESTON | MUNICIPAL CONSERVATION | 213 | 426 | 626 | 659 | 690 | 724
H | GREATWOOD | H | MUNICIPAL CONSERVATION, GREATWOOD | MUNICIPAL CONSERVATION | 8 | 20 | 29 | 36 | 43 | 48
H | GREATWOOD | H | SUGAR LAND GRP - GROUNDWATER OFFSET | CONJUNCTIVE USE | 0 | 434 | 416 | 406 | 401 | 400
H | GREEN TRAILS MUD | H | CITY OF HOUSTON GRP PARTICIPATION | CONJUNCTIVE USE | 0 | 150 | 252 | 247 | 243 | 240
H | GREEN TRAILS MUD | H | MUNICIPAL CONSERVATION, GREEN TRAILS MUD | MUNICIPAL CONSERVATION | 4 | 13 | 20 | 27 | 33 | 38
H | GREENWOOD UD | H | MUNICIPAL CONSERVATION, GREENWOOD UD | MUNICIPAL CONSERVATION | 3 | 9 | 14 | 19 | 24 | 28
H | GROVETON | H | GROVETON GROUNDWATER EXPANSION | GROUNDWATER WELLS AND OTHER | 161 | 161 | 161 | 161 | 161 | 161
H | GROVETON | H | WATER LOSS REDUCTION, GROVETON | MUNICIPAL CONSERVATION | 2 | 3 | 5 | 5 | 7 | 8
H | HARDIN | H | WATER LOSS REDUCTION, HARDIN | MUNICIPAL CONSERVATION | 7 | 15 | 24 | 33 | 43 | 53
H | HARDIN WSC | H | WATER LOSS REDUCTION, HARDIN WSC | MUNICIPAL CONSERVATION | 5 | 10 | 12 | 14 | 16 | 18
H | HARRIS COUNTY MUD #106 | H | MUNICIPAL CONSERVATION, HARRIS COUNTY MUD #106 | MUNICIPAL CONSERVATION | 10 | 30 | 50 | 68 | 84 | 99
H | HARRIS COUNTY MUD #106 | H | WATER LOSS REDUCTION, HARRIS COUNTY MUD #106 | MUNICIPAL CONSERVATION | 15 | 30 | 32 | 33 | 34 | 34
H | HARRIS COUNTY MUD #106 | H | WHCRWA GRP PARTICIPATION - SURFACE WATER CONVERSION | CONJUNCTIVE USE | 0 | 1255 | 1282 | 1298 | 1307 | 1312
H | HARRIS COUNTY MUD #11 | H | CITY OF HOUSTON GRP PARTICIPATION | CONJUNCTIVE USE | 0 | 81 | 145 | 146 | 151 | 156
H | HARRIS COUNTY MUD #11 | H | MUNICIPAL CONSERVATION, HARRIS COUNTY MUD #11 | MUNICIPAL CONSERVATION | 3 | 8 | 12 | 16 | 21 | 25
H | HARRIS COUNTY MUD #11 | H | WATER LOSS REDUCTION, HARRIS COUNTY MUD #11 | MUNICIPAL CONSERVATION | 4 | 4 | 4 | 4 | 4 | 5
H | HARRIS COUNTY MUD #119 | H | CITY OF HOUSTON GRP PARTICIPATION | CONJUNCTIVE USE | 0 | 133 | 218 | 217 | 219 | 222
H | HARRIS COUNTY MUD #119 | H | MUNICIPAL CONSERVATION, HARRIS COUNTY MUD #119 | MUNICIPAL CONSERVATION | 4 | 11 | 18 | 24 | 30 | 35
H | HARRIS COUNTY MUD #132 | H | MUNICIPAL CONSERVATION, HARRIS COUNTY MUD #132 | MUNICIPAL CONSERVATION | 7 | 20 | 32 | 42 | 52 | 61
H | HARRIS COUNTY MUD #132 | H | WHCRWA GRP PARTICIPATION - SURFACE WATER CONVERSION | CONJUNCTIVE USE | 0 | 865 | 841 | 834 | 826 | 820
H | HARRIS COUNTY MUD #148 - KINGSLAKE | H | MUNICIPAL CONSERVATION, HARRIS COUNTY MUD #148 - KINGSLAKE | MUNICIPAL CONSERVATION | 2 | 6 | 10 | 13 | 16 | 19
H | HARRIS COUNTY MUD #151 | H | MUNICIPAL CONSERVATION, HARRIS COUNTY MUD #151 | MUNICIPAL CONSERVATION | 8 | 23 | 36 | 49 | 59 | 69
H | HARRIS COUNTY MUD #151 | H | WHCRWA GRP PARTICIPATION - SURFACE WATER CONVERSION | CONJUNCTIVE USE | 0 | 983 | 967 | 953 | 945 | 938
H | HARRIS COUNTY MUD #152 | H | MUNICIPAL CONSERVATION, HARRIS COUNTY MUD #152 | MUNICIPAL CONSERVATION | 9 | 25 | 41 | 56 | 70 | 82
H | HARRIS COUNTY MUD #152 | H | WHCRWA GRP PARTICIPATION - SURFACE WATER CONVERSION | CONJUNCTIVE USE | 0 | 1089 | 1099 | 1106 | 1112 | 1116
H | HARRIS COUNTY MUD #153 | H | CITY OF HOUSTON GRP PARTICIPATION | CONJUNCTIVE USE | 0 | 324 | 539 | 522 | 509 | 498
H | HARRIS COUNTY MUD #153 | H | MUNICIPAL CONSERVATION, HARRIS COUNTY MUD #153 | MUNICIPAL CONSERVATION | 10 | 27 | 43 | 57 | 69 | 81
H | HARRIS COUNTY MUD #154 | H | CITY OF HOUSTON GRP PARTICIPATION | CONJUNCTIVE USE | 0 | 197 | 336 | 335 | 342 | 351
H | HARRIS COUNTY MUD #154 | H | MUNICIPAL CONSERVATION, HARRIS COUNTY MUD #154 | MUNICIPAL CONSERVATION | 6 | 17 | 27 | 36 | 45 | 54
H | HARRIS COUNTY MUD #154 | H | WATER LOSS REDUCTION, HARRIS COUNTY MUD #154 | MUNICIPAL CONSERVATION | 3 | 3 | 3 | 3 | 3 | 3
H | HARRIS COUNTY MUD #158 | H | MUNICIPAL CONSERVATION, HARRIS COUNTY MUD #158 | MUNICIPAL CONSERVATION | 4 | 12 | 18 | 24 | 29 | 34
H | HARRIS COUNTY MUD #180 | H | MUNICIPAL CONSERVATION, HARRIS COUNTY MUD #180 | MUNICIPAL CONSERVATION | 4 | 12 | 20 | 27 | 32 | 38
H | HARRIS COUNTY MUD #180 | H | WATER LOSS REDUCTION, HARRIS COUNTY MUD #180 | MUNICIPAL CONSERVATION | 6 | 8 | 9 | 8 | 8 | 8
H | HARRIS COUNTY MUD #180 | H | WHCRWA GRP PARTICIPATION - GROUNDWATER OFFSET | CONJUNCTIVE USE | 0 | 148 | 259 | 251 | 244 | 238
H | HARRIS COUNTY MUD #189 | H | CITY OF HOUSTON GRP PARTICIPATION | CONJUNCTIVE USE | 0 | 102 | 179 | 184 | 191 | 198
H | HARRIS COUNTY MUD #189 | H | MUNICIPAL CONSERVATION, HARRIS COUNTY MUD #189 | MUNICIPAL CONSERVATION | 3 | 8 | 14 | 19 | 24 | 29
H | HARRIS COUNTY MUD #221 | H | CITY OF HOUSTON GRP PARTICIPATION | CONJUNCTIVE USE | 0 | 127 | 218 | 223 | 227 | 234
H | HARRIS COUNTY MUD #221 | H | MUNICIPAL CONSERVATION, HARRIS COUNTY MUD #221 | MUNICIPAL CONSERVATION | 3 | 10 | 16 | 22 | 28 | 33
H | HARRIS COUNTY MUD #278 | H | CITY OF HOUSTON GRP PARTICIPATION | CONJUNCTIVE USE | 0 | 442 | 676 | 659 | 644 | 631
H | HARRIS COUNTY MUD #278 | H | MUNICIPAL CONSERVATION, HARRIS COUNTY MUD #278 | MUNICIPAL CONSERVATION | 8 | 29 | 46 | 61 | 75 | 87
H | HARRIS COUNTY MUD #290 | H | MUNICIPAL CONSERVATION, HARRIS COUNTY MUD #290 | MUNICIPAL CONSERVATION | 5 | 14 | 24 | 33 | 41 | 48
H | HARRIS COUNTY MUD #290 | H | WATER LOSS REDUCTION, HARRIS COUNTY MUD #290 | MUNICIPAL CONSERVATION | 7 | 14 | 16 | 16 | 16 | 17
H | HARRIS COUNTY MUD #290 | H | WHCRWA GRP PARTICIPATION - SURFACE WATER CONVERSION | CONJUNCTIVE USE | 0 | 602 | 618 | 628 | 635 | 638
H | HARRIS COUNTY MUD #345 | H | CITY OF HOUSTON GRP PARTICIPATION | CONJUNCTIVE USE | 0 | 212 | 356 | 346 | 340 | 334
H | HARRIS COUNTY MUD #345 | H | MUNICIPAL CONSERVATION, HARRIS COUNTY MUD #345 | MUNICIPAL CONSERVATION | 6 | 18 | 28 | 38 | 46 | 54
H | HARRIS COUNTY MUD #345 | H | WATER LOSS REDUCTION, HARRIS COUNTY MUD #345 | MUNICIPAL CONSERVATION | 3 | 3 | 3 | 3 | 3 | 3
H | HARRIS COUNTY MUD #400 - WEST | H | CITY OF HOUSTON GRP PARTICIPATION | CONJUNCTIVE USE | 0 | 230 | 420 | 438 | 443 | 441
H | HARRIS COUNTY MUD #400 - WEST | H | MUNICIPAL CONSERVATION, HARRIS COUNTY MUD #400 - WEST | MUNICIPAL CONSERVATION | 6 | 19 | 32 | 45 | 56 | 66
H | HARRIS COUNTY MUD #400 - WEST | H | WATER LOSS REDUCTION, HARRIS COUNTY MUD #400 - WEST | MUNICIPAL CONSERVATION | 9 | 19 | 21 | 22 | 23 | 23
H | HARRIS COUNTY MUD #46 | H | MUNICIPAL CONSERVATION, HARRIS COUNTY MUD #46 | MUNICIPAL CONSERVATION | 5 | 15 | 23 | 31 | 37 | 44
H | HARRIS COUNTY MUD #46 | H | WHCRWA GRP PARTICIPATION - SURFACE WATER CONVERSION | CONJUNCTIVE USE | 0 | 636 | 617 | 603 | 596 | 589
H | HARRIS COUNTY MUD #49 | H | MUNICIPAL CONSERVATION, HARRIS COUNTY MUD #49 | MUNICIPAL CONSERVATION | 4 | 11 | 17 | 23 | 29 | 34
H | HARRIS COUNTY MUD #49 | H | WATER LOSS REDUCTION, HARRIS COUNTY MUD #49 | MUNICIPAL CONSERVATION | 5 | 10 | 11 | 11 | 12 | 12
H | HARRIS COUNTY MUD #5 | H | MUNICIPAL CONSERVATION, HARRIS COUNTY MUD #5 | MUNICIPAL CONSERVATION | 4 | 12 | 19 | 26 | 34 | 42
H | HARRIS COUNTY MUD #50 | H | MUNICIPAL CONSERVATION, HARRIS COUNTY MUD #50 | MUNICIPAL CONSERVATION | 2 | 6 | 10 | 13 | 16 | 18
H | HARRIS COUNTY MUD #50 | H | WATER LOSS REDUCTION, HARRIS COUNTY MUD #50 | MUNICIPAL CONSERVATION | 4 | 8 | 11 | 14 | 16 | 16
H | HARRIS COUNTY MUD #55 | H | MUNICIPAL CONSERVATION, HARRIS COUNTY MUD #55 | MUNICIPAL CONSERVATION | 12 | 33 | 54 | 74 | 99 | 126
H | HARRIS COUNTY MUD #8 | H | MUNICIPAL CONSERVATION, HARRIS COUNTY MUD #8 | MUNICIPAL CONSERVATION | 4 | 11 | 16 | 21 | 26 | 30
H | HARRIS COUNTY MUD #96 | H | MUNICIPAL CONSERVATION, HARRIS COUNTY MUD #96 | MUNICIPAL CONSERVATION | 5 | 14 | 23 | 32 | 42 | 51
H | HARRIS COUNTY MUD #96 | H | WATER LOSS REDUCTION, HARRIS COUNTY MUD #96 | MUNICIPAL CONSERVATION | 6 | 10 | 10 | 11 | 12 | 12
H | HARRIS COUNTY UD #14 | H | CITY OF HOUSTON GRP PARTICIPATION | CONJUNCTIVE USE | 0 | 68 | 124 | 139 | 157 | 186
H | HARRIS COUNTY UD #14 | H | MUNICIPAL CONSERVATION, HARRIS COUNTY UD #14 | MUNICIPAL CONSERVATION | 2 | 5 | 9 | 13 | 17 | 23
H | HARRIS COUNTY UD #15 | H | CITY OF HOUSTON GRP PARTICIPATION | CONJUNCTIVE USE | 0 | 113 | 227 | 229 | 236 | 233
H | HARRIS COUNTY UD #15 | H | MUNICIPAL CONSERVATION, HARRIS COUNTY UD #15 | MUNICIPAL CONSERVATION | 4 | 13 | 22 | 32 | 42 | 52
H | HARRIS COUNTY UD #15 | H | WATER LOSS REDUCTION, HARRIS COUNTY UD #15 | MUNICIPAL CONSERVATION | 24 | 49 | 76 | 106 | 138 | 169
H | HARRIS COUNTY WCID #1 | H | MUNICIPAL CONSERVATION, HARRIS COUNTY WCID #1 | MUNICIPAL CONSERVATION | 5 | 13 | 21 | 29 | 37 | 45
H | HARRIS COUNTY WCID #1 | H | WATER LOSS REDUCTION, HARRIS COUNTY WCID #1 | MUNICIPAL CONSERVATION | 7 | 14 | 17 | 18 | 18 | 19
H | HARRIS COUNTY WCID #133 | H | CITY OF HOUSTON GRP PARTICIPATION | CONJUNCTIVE USE | 0 | 173 | 297 | 320 | 349 | 385
H | HARRIS COUNTY WCID #133 | H | MUNICIPAL CONSERVATION, HARRIS COUNTY WCID #133 | MUNICIPAL CONSERVATION | 5 | 15 | 24 | 33 | 44 | 55
H | HARRIS COUNTY WCID #74 | H | CITY OF HOUSTON GRP PARTICIPATION | CONJUNCTIVE USE | 0 | 204 | 364 | 367 | 374 | 383
H | HARRIS COUNTY WCID #74 | H | MUNICIPAL CONSERVATION, HARRIS COUNTY WCID #74 | MUNICIPAL CONSERVATION | 6 | 18 | 29 | 40 | 50 | 60
H | HARRIS COUNTY WCID #74 | H | WATER LOSS REDUCTION, HARRIS COUNTY WCID #74 | MUNICIPAL CONSERVATION | 9 | 18 | 19 | 20 | 20 | 21
H | HARRIS COUNTY WCID #96 | H | MUNICIPAL CONSERVATION, HARRIS COUNTY WCID #96 | MUNICIPAL CONSERVATION | 16 | 49 | 77 | 103 | 125 | 146
H | HEDWIG VILLAGE | H | MUNICIPAL CONSERVATION, HEDWIG VILLAGE | MUNICIPAL CONSERVATION | 12 | 36 | 61 | 87 | 114 | 142
H | HEMPSTEAD | H | EXPANDED USE OF GROUNDWATER, WALLER COUNTY | GROUNDWATER WELLS AND OTHER | 0 | 0 | 0 | 0 | 300 | 300
H | HEMPSTEAD | H | MUNICIPAL CONSERVATION, HEMPSTEAD | MUNICIPAL CONSERVATION | 2 | 6 | 10 | 14 | 17 | 21
H | HEMPSTEAD | H | WATER LOSS REDUCTION, HEMPSTEAD | MUNICIPAL CONSERVATION | 22 | 49 | 79 | 115 | 157 | 199
H | HILLCREST | H | MUNICIPAL CONSERVATION, HILLCREST | MUNICIPAL CONSERVATION | 1 | 3 | 5 | 6 | 7 | 7
H | HILLCREST | H | WATER LOSS REDUCTION, HILLCREST | MUNICIPAL CONSERVATION | 4 | 7 | 10 | 13 | 15 | 18
H | HILSHIRE VILLAGE | H | MUNICIPAL CONSERVATION, HILSHIRE VILLAGE | MUNICIPAL CONSERVATION | 2 | 5 | 8 | 12 | 16 | 20
H | HITCHCOCK | H | ADDITIONAL SUPPLY FROM GCWA | NEW MAJOR RESERVOIR | 317 | 309 | 300 | 292 | 283 | 275
H | HITCHCOCK | H | MUNICIPAL CONSERVATION, HITCHCOCK | MUNICIPAL CONSERVATION | 2 | 7 | 12 | 17 | 22 | 26
H | HITCHCOCK | H | WATER LOSS REDUCTION, HITCHCOCK | MUNICIPAL CONSERVATION | 12 | 26 | 39 | 41 | 43 | 45
H | HOLIDAY LAKES | H | MUNICIPAL CONSERVATION, HOLIDAY LAKES | MUNICIPAL CONSERVATION | 1 | 2 | 3 | 4 | 5 | 5
H | HOUSTON | H | CITY OF HOUSTON GRP | OTHER SURFACE WATER | 50000 | 55086 | 94897 | 93025 | 96234 | 97932
H | HOUSTON | H | CITY OF HOUSTON GRP - REGIONAL RETURN FLOWS | INDIRECT REUSE | 0 | 0 | 11384 | 24659 | 10340 | 30154
H | HOUSTON | H | COH REUSE | INDIRECT REUSE | 0 | 0 | 53015 | 56028 | 62069 | 66849
H | HOUSTON | H | EAST TEXAS TRANSFER | OTHER SURFACE WATER | 0 | 0 | 250000 | 250000 | 250000 | 250000
H | HOUSTON | H | MUNICIPAL CONSERVATION, HOUSTON | MUNICIPAL CONSERVATION | 3623 | 10913 | 18311 | 25864 | 33578 | 41472
H | HOUSTON | H | OLD GALVESTON ROAD TRANSMISSION IMPROVEMENTS | OTHER SURFACE WATER | 13989 | 13989 | 13989 | 13989 | 13989 | 13989
H | HOUSTON | H | WATER LOSS REDUCTION, HOUSTON | MUNICIPAL CONSERVATION | 6558 | 13203 | 19934 | 26856 | 28988 | 30825
H | HUMBLE | H | MUNICIPAL CONSERVATION, HUMBLE | MUNICIPAL CONSERVATION | 22 | 72 | 127 | 182 | 235 | 284
H | HUMBLE | H | WATER LOSS REDUCTION, HUMBLE | MUNICIPAL CONSERVATION | 55 | 124 | 195 | 267 | 336 | 401
H | HUNTERS CREEK VILLAGE | H | MUNICIPAL CONSERVATION, HUNTERS CREEK VILLAGE | MUNICIPAL CONSERVATION | 19 | 57 | 98 | 141 | 186 | 233
H | INDIGO LAKE WATER SYSTEM | H | MUNICIPAL CONSERVATION, INDIGO LAKE WATER SYSTEM | MUNICIPAL CONSERVATION | 10 | 32 | 62 | 130 | 185 | 267
H | INDIGO LAKE WATER SYSTEM | H | NEW / EXPANDED CONTRACT WITH SJRA | OTHER SURFACE WATER | 0 | 0 | 0 | 0 | 0 | 2464
H | INDIGO LAKE WATER SYSTEM | H | SJRA GRP - GROUNDWATER OFFSET | CONJUNCTIVE USE | 0 | 344 | 936 | 1767 | 2993 | 2540
H | INDIGO LAKE WATER SYSTEM | H | WATER LOSS REDUCTION, INDIGO LAKE WATER SYSTEM | MUNICIPAL CONSERVATION | 15 | 39 | 81 | 126 | 180 | 267
H | IOWA COLONY | H | MUNICIPAL CONSERVATION, IOWA COLONY | MUNICIPAL CONSERVATION | 3 | 9 | 16 | 23 | 29 | 34
H | IOWA COLONY | H | WATER LOSS REDUCTION, IOWA COLONY | MUNICIPAL CONSERVATION | 4 | 8 | 14 | 18 | 20 | 21
H | IRRIGATION, AUSTIN | H | IRRIGATION CONSERVATION, AUSTIN COUNTY | IRRIGATION CONSERVATION | 3035 | 3035 | 3035 | 3035 | 3035 | 3035
H | IRRIGATION, BRAZORIA | H | IRRIGATION CONSERVATION, BRAZORIA COUNTY | IRRIGATION CONSERVATION | 24816 | 24816 | 24816 | 24816 | 24816 | 24816
H | IRRIGATION, CHAMBERS | H | IRRIGATION CONSERVATION, CHAMBERS COUNTY | IRRIGATION CONSERVATION | 20733 | 20733 | 20733 | 20733 | 20733 | 20733
H | IRRIGATION, CHAMBERS | H | TRANSFER TO REGION H (SAM RAYBURN) | OTHER SURFACE WATER | 0 | 0 | 27500 | 27500 | 27500 | 27500
H | IRRIGATION, FORT BEND | H | IRRIGATION CONSERVATION, FORT BEND COUNTY | IRRIGATION CONSERVATION | 11222 | 11222 | 11222 | 11222 | 11222 | 11222
H | IRRIGATION, FORT BEND | H | RICHMOND GRP - PARTICIPANT SURFACE WATER | CONJUNCTIVE USE | 16 | 33 | 33 | 33 | 33 | 33
H | IRRIGATION, GALVESTON | H | IRRIGATION CONSERVATION, GALVESTON COUNTY | IRRIGATION CONSERVATION | 1743 | 1743 | 1743 | 1743 | 1743 | 1743
H | IRRIGATION, HARRIS | H | IRRIGATION CONSERVATION, HARRIS COUNTY | IRRIGATION CONSERVATION | 1179 | 1179 | 1179 | 1179 | 1179 | 1179
H | IRRIGATION, LIBERTY | H | EXPANDED USE OF GROUNDWATER, LIBERTY COUNTY | GROUNDWATER WELLS AND OTHER | 10550 | 10550 | 10550 | 10550 | 10550 | 10550
H | IRRIGATION, LIBERTY | H | IRRIGATION CONSERVATION, LIBERTY COUNTY | IRRIGATION CONSERVATION | 14822 | 14822 | 14822 | 14822 | 14822 | 14822
H | IRRIGATION, LIBERTY | H | TRANSFER TO REGION H (SAM RAYBURN) | OTHER SURFACE WATER | 0 | 0 | 27500 | 27500 | 27500 | 27500
H | IRRIGATION, WALLER | H | IRRIGATION CONSERVATION, WALLER COUNTY | IRRIGATION CONSERVATION | 8573 | 8573 | 8573 | 8573 | 8573 | 8573
H | JACINTO CITY | H | MUNICIPAL CONSERVATION, JACINTO CITY | MUNICIPAL CONSERVATION | 6 | 17 | 27 | 38 | 47 | 57
H | JAMAICA BEACH | H | MUNICIPAL CONSERVATION, JAMAICA BEACH | MUNICIPAL CONSERVATION | 1 | 2 | 3 | 4 | 4 | 5
H | JERSEY VILLAGE | H | MUNICIPAL CONSERVATION, JERSEY VILLAGE | MUNICIPAL CONSERVATION | 14 | 40 | 63 | 85 | 107 | 127
H | JEWETT | H | MUNICIPAL CONSERVATION, JEWETT | MUNICIPAL CONSERVATION | 1 | 2 | 3 | 5 | 7 | 9
H | JONES CREEK | H | MUNICIPAL CONSERVATION, JONES CREEK | MUNICIPAL CONSERVATION | 2 | 6 | 8 | 10 | 12 | 13
H | KATY | H | MUNICIPAL CONSERVATION, KATY | MUNICIPAL CONSERVATION | 36 | 129 | 202 | 269 | 330 | 386
H | KATY | H | WHCRWA GRP PARTICIPATION - GROUNDWATER OFFSET | CONJUNCTIVE USE | 0 | 2682 | 3356 | 3370 | 3393 | 3416
H | KEMAH | H | MUNICIPAL CONSERVATION, KEMAH | MUNICIPAL CONSERVATION | 3 | 10 | 16 | 22 | 28 | 33
H | KEMAH | H | NEW / EXPANDED CONTRACT WITH GCWA | INDIRECT REUSE | 567 | 855 | 875 | 901 | 923 | 941
H | KEMAH | H | WATER LOSS REDUCTION, KEMAH | MUNICIPAL CONSERVATION | 15 | 38 | 54 | 56 | 57 | 58
H | KENEFICK | H | WATER LOSS REDUCTION, KENEFICK | MUNICIPAL CONSERVATION | 5 | 10 | 15 | 20 | 26 | 32
H | KINGS MANOR MUD | H | MUNICIPAL CONSERVATION, KINGS MANOR MUD | MUNICIPAL CONSERVATION | 3 | 7 | 10 | 15 | 16 | 17
H | KINGS MANOR MUD | H | SJRA GRP - GROUNDWATER OFFSET | CONJUNCTIVE USE | 3 | 34 | 59 | 63 | 69 | 73
H | KIRKMONT MUD | H | MUNICIPAL CONSERVATION, KIRKMONT MUD | MUNICIPAL CONSERVATION | 3 | 9 | 15 | 22 | 29 | 36
H | KIRKMONT MUD | H | NEW / EXPANDED CONTRACT WITH COH | OTHER SURFACE WATER | 0 | 0 | 0 | 0 | 0 | 6
H | KIRKMONT MUD | H | WATER LOSS REDUCTION, KIRKMONT MUD | MUNICIPAL CONSERVATION | 4 | 7 | 7 | 8 | 8 | 9
H | LA MARQUE | H | ADDITIONAL SUPPLY FROM GCWA | INDIRECT REUSE | 338 | 213 | 247 | 238 | 212 | 187
H | LA MARQUE | H | MUNICIPAL CONSERVATION, LA MARQUE | MUNICIPAL CONSERVATION | 7 | 22 | 34 | 46 | 58 | 68
H | LA MARQUE | H | NEW / EXPANDED CONTRACT WITH GCWA | INDIRECT REUSE | 249 | 358 | 309 | 302 | 313 | 322
H | LA MARQUE | H | WATER LOSS REDUCTION, LA MARQUE | MUNICIPAL CONSERVATION | 40 | 82 | 115 | 116 | 117 | 118
H | LA PORTE | H | MUNICIPAL CONSERVATION, LA PORTE | MUNICIPAL CONSERVATION | 39 | 108 | 169 | 226 | 278 | 328
H | LA PORTE | H | WATER LOSS REDUCTION, LA PORTE | MUNICIPAL CONSERVATION | 62 | 115 | 158 | 157 | 159 | 161
H | LAKE JACKSON | H | DOW RESERVOIR AND PUMP STATION EXPANSION | NEW MAJOR RESERVOIR | 1532 | 1595 | 1709 | 1865 | 2049 | 2049
H | LAKE JACKSON | H | MUNICIPAL CONSERVATION, LAKE JACKSON | MUNICIPAL CONSERVATION | 56 | 150 | 228 | 293 | 348 | 395
H | LAKE JACKSON | H | WATER LOSS REDUCTION, LAKE JACKSON | MUNICIPAL CONSERVATION | 86 | 164 | 237 | 307 | 378 | 402
H | LAKE LIVINGSTON WATER SUPPLY & SEWER SERVICE COMPANY | H | WATER LOSS REDUCTION, LAKE LIVINGSTON WATER SUPPLY & SEWER SERVICE COMPANY | MUNICIPAL CONSERVATION | 65 | 141 | 226 | 315 | 403 | 491
H | LAKE WINDCREST WATER SYSTEM | H | MUNICIPAL CONSERVATION, LAKE WINDCREST WATER SYSTEM | MUNICIPAL CONSERVATION | 8 | 21 | 36 | 69 | 91 | 119
H | LAKE WINDCREST WATER SYSTEM | H | SJRA GRP - PARTICIPANT SURFACE WATER | OTHER SURFACE WATER | 733 | 821 | 1038 | 1345 | 1775 | 2378
H | LAKE WINDCREST WATER SYSTEM | H | WATER LOSS REDUCTION, LAKE WINDCREST WATER SYSTEM | MUNICIPAL CONSERVATION | 12 | 26 | 47 | 67 | 89 | 119
H | LEAGUE CITY | H | ADDITIONAL SUPPLY FROM GCWA | NEW MAJOR RESERVOIR | 422 | 411 | 400 | 389 | 377 | 367
H | LEAGUE CITY | H | MUNICIPAL CONSERVATION, LEAGUE CITY | MUNICIPAL CONSERVATION | 35 | 111 | 189 | 266 | 338 | 406
H | LEAGUE CITY | H | OLD GALVESTON ROAD TRANSMISSION IMPROVEMENTS | OTHER SURFACE WATER | 5600 | 5600 | 5600 | 5600 | 5600 | 5600
H | LIBERTY | H | WATER LOSS REDUCTION, LIBERTY | MUNICIPAL CONSERVATION | 2 | 2 | 2 | 2 | 3 | 3
H | LIVESTOCK, CHAMBERS | H | EXPANDED USE OF GROUNDWATER, CHAMBERS COUNTY | GROUNDWATER WELLS AND OTHER | 0 | 0 | 0 | 0 | 100 | 100
H | LIVESTOCK, LIBERTY | H | EXPANDED USE OF GROUNDWATER, LIBERTY COUNTY | GROUNDWATER WELLS AND OTHER | 700 | 700 | 700 | 700 | 700 | 700
H | LONGHORN TOWN UD | H | CITY OF HOUSTON GRP PARTICIPATION | CONJUNCTIVE USE | 0 | 80 | 135 | 132 | 130 | 128
H | LONGHORN TOWN UD | H | MUNICIPAL CONSERVATION, LONGHORN TOWN UD | MUNICIPAL CONSERVATION | 2 | 7 | 10 | 14 | 17 | 20
H | MADISONVILLE | H | WATER LOSS REDUCTION, MADISONVILLE | MUNICIPAL CONSERVATION | 16 | 31 | 46 | 62 | 78 | 94
H | MAGNOLIA | H | MUNICIPAL CONSERVATION, MAGNOLIA | MUNICIPAL CONSERVATION | 6 | 17 | 28 | 52 | 67 | 89
H | MAGNOLIA | H | SJRA GRP - GROUNDWATER OFFSET | CONJUNCTIVE USE | 0 | 0 | 110 | 331 | 681 | 1229
H | MAGNOLIA | H | WATER LOSS REDUCTION, MAGNOLIA | MUNICIPAL CONSERVATION | 9 | 21 | 36 | 50 | 66 | 89
H | MANUFACTURING, AUSTIN | H | EXPANDED USE OF GROUNDWATER, AUSTIN COUNTY | GROUNDWATER WELLS AND OTHER | 0 | 100 | 100 | 100 | 100 | 100
H | MANUFACTURING, AUSTIN | H | INDUSTRIAL CONSERVATION, AUSTIN COUNTY | OTHER CONSERVATION | 1 | 3 | 5 | 6 | 9 | 11
H | MANUFACTURING, BRAZORIA | H | BRAZOS SALTWATER BARRIER | OTHER SURFACE WATER | 72396 | 72396 | 72396 | 72396 | 70989 | 68576
H | MANUFACTURING, BRAZORIA | H | DOW RESERVOIR AND PUMP STATION EXPANSION | NEW MAJOR RESERVOIR | 72280 | 71780 | 71778 | 71711 | 71711 | 71711
H | MANUFACTURING, BRAZORIA | H | FREEPORT SEAWATER DESALINATION | SEAWATER DESALINATION | 0 | 0 | 11200 | 11200 | 11200 | 11200
H | MANUFACTURING, BRAZORIA | H | INDUSTRIAL CONSERVATION, BRAZORIA COUNTY | OTHER CONSERVATION | 3055 | 6553 | 10486 | 14845 | 19623 | 24811
H | MANUFACTURING, BRAZORIA | H | NEW / EXPANDED CONTRACT WITH BRA | NEW MAJOR RESERVOIR; OTHER SURFACE WATER | 38769 | 41788 | 44694 | 47532 | 50302 | 52991
H | MANUFACTURING, CHAMBERS | H | EXPANDED USE OF GROUNDWATER, CHAMBERS COUNTY | GROUNDWATER WELLS AND OTHER | 0 | 250 | 250 | 500 | 500 | 650
H | MANUFACTURING, CHAMBERS | H | INDUSTRIAL CONSERVATION, CHAMBERS COUNTY | OTHER CONSERVATION | 136 | 292 | 467 | 657 | 877 | 1124
H | MANUFACTURING, FORT BEND | H | INDUSTRIAL CONSERVATION, FORT BEND COUNTY | OTHER CONSERVATION | 110 | 228 | 350 | 472 | 555 | 627
H | MANUFACTURING, FORT BEND | H | NEW / EXPANDED CONTRACT WITH GCWA | INDIRECT REUSE | 826 | 3371 | 3419 | 3414 | 3027 | 2667
H | MANUFACTURING, GALVESTON | H | ADDITIONAL SUPPLY FROM GCWA | INDIRECT REUSE; NEW MAJOR RESERVOIR | 12904 | 12559 | 12213 | 11872 | 11532 | 8751
H | MANUFACTURING, GALVESTON | H | INDUSTRIAL CONSERVATION, GALVESTON COUNTY | OTHER CONSERVATION | 695 | 1409 | 2142 | 2896 | 3669 | 4464
H | MANUFACTURING, HARRIS | H | INDUSTRIAL CONSERVATION, HARRIS COUNTY | OTHER CONSERVATION | 5234 | 11001 | 17193 | 23567 | 28790 | 33764
H | MANUFACTURING, HARRIS | H | NEW / EXPANDED CONTRACT WITH COH | OTHER SURFACE WATER | 0 | 785 | 3444 | 7868 | 2579 | 145
H | MANUFACTURING, HARRIS | H | SJRA REUSE SUPPLIES FOR MANUFACTURING | INDIRECT REUSE | 25259 | 25259 | 25259 | 25259 | 25259 | 25259
H | MANUFACTURING, LEON | H | EXPANDED USE OF GROUNDWATER, LEON COUNTY | GROUNDWATER WELLS AND OTHER | 0 | 200 | 200 | 400 | 400 | 500
H | MANUFACTURING, LEON | H | INDUSTRIAL CONSERVATION, LEON COUNTY | OTHER CONSERVATION | 10 | 23 | 40 | 58 | 78 | 101
H | MANUFACTURING, LIBERTY | H | EXPANDED USE OF GROUNDWATER, LIBERTY COUNTY | GROUNDWATER WELLS AND OTHER | 100 | 325 | 425 | 425 | 425 | 425
H | MANUFACTURING, LIBERTY | H | INDUSTRIAL CONSERVATION, LIBERTY COUNTY | OTHER CONSERVATION | 6 | 13 | 21 | 31 | 42 | 55
H | MANUFACTURING, MADISON | H | EXPANDED USE OF GROUNDWATER, MADISON COUNTY | GROUNDWATER WELLS AND OTHER | 0 | 100 | 100 | 100 | 100 | 100
H | MANUFACTURING, MADISON | H | INDUSTRIAL CONSERVATION, MADISON COUNTY | OTHER CONSERVATION | 3 | 6 | 10 | 14 | 19 | 24
H | MANUFACTURING, MONTGOMERY | H | INDUSTRIAL CONSERVATION, MONTGOMERY COUNTY | OTHER CONSERVATION | 26 | 58 | 96 | 139 | 187 | 242
H | MANUFACTURING, MONTGOMERY | H | NEW / EXPANDED CONTRACT WITH SJRA | OTHER SURFACE WATER | 0 | 0 | 0 | 0 | 0 | 1287
H | MANUFACTURING, MONTGOMERY | H | SJRA GRP - PARTICIPANT SURFACE WATER | OTHER SURFACE WATER | 266 | 487 | 701 | 881 | 1077 | 0
H | MANUFACTURING, SAN JACINTO | H | INDUSTRIAL CONSERVATION, SAN JACINTO COUNTY | OTHER CONSERVATION | 0 | 0 | 0 | 1 | 1 | 1
H | MANUFACTURING, WALKER | H | INDUSTRIAL CONSERVATION, WALKER COUNTY | OTHER CONSERVATION | 4 | 7 | 12 | 15 | 19 | 22
H | MANUFACTURING, WALLER | H | EXPANDED USE OF GROUNDWATER, WALLER COUNTY | GROUNDWATER WELLS AND OTHER | 0 | 100 | 100 | 100 | 100 | 100
H | MANUFACTURING, WALLER | H | INDUSTRIAL CONSERVATION, WALLER COUNTY | OTHER CONSERVATION | 1 | 4 | 6 | 8 | 12 | 15
H | MANVEL | H | MUNICIPAL CONSERVATION, MANVEL | MUNICIPAL CONSERVATION | 17 | 74 | 150 | 243 | 354 | 489
H | MANVEL | H | NEW / EXPANDED CONTRACT WITH GCWA | INDIRECT REUSE | 0 | 492 | 1319 | 2253 | 3353 | 4718
H | MASON CREEK UD | H | CITY OF HOUSTON GRP PARTICIPATION | CONJUNCTIVE USE | 0 | 303 | 516 | 498 | 485 | 473
H | MASON CREEK UD | H | MUNICIPAL CONSERVATION, MASON CREEK UD | MUNICIPAL CONSERVATION | 10 | 28 | 44 | 59 | 71 | 83
H | MASON CREEK UD | H | WATER LOSS REDUCTION, MASON CREEK UD | MUNICIPAL CONSERVATION | 15 | 28 | 29 | 29 | 29 | 29
H | MEADOWS PLACE | H | MUNICIPAL CONSERVATION, MEADOWS PLACE | MUNICIPAL CONSERVATION | 4 | 10 | 15 | 19 | 23 | 26
H | MEADOWS PLACE | H | WATER LOSS REDUCTION, MEADOWS PLACE | MUNICIPAL CONSERVATION | 9 | 18 | 20 | 20 | 21 | 21
H | MINING, AUSTIN | H | EXPANDED USE OF GROUNDWATER, AUSTIN COUNTY | GROUNDWATER WELLS AND OTHER | 0 | 350 | 350 | 350 | 350 | 350
H | MINING, BRAZORIA | H | NEW / EXPANDED CONTRACT WITH BRA | OTHER SURFACE WATER | 317 | 411 | 495 | 586 | 684 | 801
H | MINING, BRAZORIA | H | NEW / EXPANDED CONTRACT WITH GCWA | INDIRECT REUSE | 417 | 561 | 689 | 831 | 980 | 1161
H | MINING, CHAMBERS | H | EXPANDED USE OF GROUNDWATER, CHAMBERS COUNTY | GROUNDWATER WELLS AND OTHER | 125 | 125 | 125 | 125 | 125 | 125
H | MINING, FORT BEND | H | EXPANDED USE OF GROUNDWATER, FORT BEND COUNTY | GROUNDWATER WELLS AND OTHER | 0 | 0 | 0 | 0 | 0 | 0
H | MINING, GALVESTON | H | NEW / EXPANDED CONTRACT WITH GCWA | INDIRECT REUSE | 273 | 292 | 322 | 347 | 372 | 397
H | MINING, GALVESTON | H | NEW / EXPANDED CONTRACT WITH LNVA - REALLOCATION | OTHER SURFACE WATER | 70 | 76 | 83 | 90 | 96 | 103
H | MINING, HARRIS | H | NEW / EXPANDED CONTRACT WITH COH | OTHER SURFACE WATER | 2946 | 2927 | 2875 | 2843 | 2818 | 2798
H | MINING, LEON | H | EXPANDED USE OF GROUNDWATER, LEON COUNTY | GROUNDWATER WELLS AND OTHER | 0 | 200 | 200 | 200 | 200 | 200
H | MINING, LIBERTY | H | EXPANDED USE OF GROUNDWATER, LIBERTY COUNTY | GROUNDWATER WELLS AND OTHER | 300 | 600 | 600 | 600 | 600 | 700
H | MINING, MADISON | H | EXPANDED USE OF GROUNDWATER, MADISON COUNTY | GROUNDWATER WELLS AND OTHER | 0 | 400 | 400 | 400 | 400 | 400
H | MINING, SAN JACINTO | H | EXPANDED USE OF GROUNDWATER, SAN JACINTO COUNTY | GROUNDWATER WELLS AND OTHER | 0 | 0 | 100 | 100 | 100 | 100
H | MISSOURI CITY | H | ADDITIONAL SUPPLY FROM GCWA | INDIRECT REUSE | 3683 | 3592 | 3499 | 1181 | 0 | 0
H | MISSOURI CITY | H | FORT BEND WCID 2 GRP | OTHER SURFACE WATER | 932 | 1640 | 1622 | 1613 | 1610 | 1608
H | MISSOURI CITY | H | MISSOURI CITY GRP - GROUNDWATER OFFSET | CONJUNCTIVE USE | 534 | 369 | 353 | 342 | 334 | 326
H | MISSOURI CITY | H | MISSOURI CITY GRP - REUSE | OTHER DIRECT REUSE | 639 | 639 | 639 | 639 | 639 | 639
H | MISSOURI CITY | H | MISSOURI CITY GRP - SURFACE WATER EXPANSION | OTHER SURFACE WATER | 1349 | 1266 | 388 | 0 | 0 | 0
H | MISSOURI CITY | H | MUNICIPAL CONSERVATION, MISSOURI CITY | MUNICIPAL CONSERVATION | 73 | 214 | 366 | 519 | 657 | 776
H | MISSOURI CITY | H | NEW / EXPANDED CONTRACT WITH COH | OTHER SURFACE WATER | 0 | 0 | 0 | 0 | 393 | 545
H | MISSOURI CITY | H | NEW / EXPANDED CONTRACT WITH GCWA | INDIRECT REUSE | 0 | 0 | 0 | 2226 | 3731 | 4146
H | MISSOURI CITY | H | REALLOCATE EXISTING SUPPLY | GROUNDWATER WELLS AND OTHER; OTHER SURFACE WATER | 0 | 79 | 1953 | 1246 | 97 | 0
H | MONT BELVIEU | H | EXPANDED USE OF GROUNDWATER, CHAMBERS COUNTY | GROUNDWATER WELLS AND OTHER | 0 | 0 | 700 | 700 | 2100 | 2100
H | MONT BELVIEU | H | MUNICIPAL CONSERVATION, MONT BELVIEU | MUNICIPAL CONSERVATION | 0 | 1 | 1 | 1 | 2 | 3
H | MONT BELVIEU | H | WATER LOSS REDUCTION, MONT BELVIEU | MUNICIPAL CONSERVATION | 31 | 75 | 130 | 194 | 228 | 264
H | MONTGOMERY | H | MUNICIPAL CONSERVATION, MONTGOMERY | MUNICIPAL CONSERVATION | 5 | 24 | 40 | 71 | 83 | 98
H | MONTGOMERY | H | NEW / EXPANDED CONTRACT WITH SJRA | OTHER SURFACE WATER | 0 | 509 | 771 | 1020 | 1294 | 1730
H | MONTGOMERY COUNTY MUD #15 | H | MUNICIPAL CONSERVATION, MONTGOMERY COUNTY MUD #15 | MUNICIPAL CONSERVATION | 4 | 11 | 17 | 29 | 35 | 43
H | MONTGOMERY COUNTY MUD #15 | H | SJRA GRP - GROUNDWATER OFFSET | CONJUNCTIVE USE | 0 | 17 | 84 | 173 | 318 | 525
H | MONTGOMERY COUNTY MUD #18 | H | MUNICIPAL CONSERVATION, MONTGOMERY COUNTY MUD #18 | MUNICIPAL CONSERVATION | 11 | 34 | 52 | 86 | 95 | 114
H | MONTGOMERY COUNTY MUD #18 | H | NEW / EXPANDED CONTRACT WITH SJRA | OTHER SURFACE WATER | 0 | 0 | 0 | 0 | 0 | 403
H | MONTGOMERY COUNTY MUD #19 | H | MUNICIPAL CONSERVATION, MONTGOMERY COUNTY MUD #19 | MUNICIPAL CONSERVATION | 2 | 5 | 7 | 10 | 10 | 10
H | MONTGOMERY COUNTY MUD #19 | H | SJRA GRP - PARTICIPANT SURFACE WATER | OTHER SURFACE WATER | 209 | 202 | 198 | 196 | 198 | 199
H | MONTGOMERY COUNTY MUD #19 | H | WATER LOSS REDUCTION, MONTGOMERY COUNTY MUD #19 | MUNICIPAL CONSERVATION | 3 | 6 | 9 | 10 | 10 | 10
H | MONTGOMERY COUNTY MUD #8 | H | MONTGOMERY COUNTY MUDS #8 AND #9 REUSE | INDIRECT REUSE | 840 | 840 | 840 | 840 | 840 | 840
H | MONTGOMERY COUNTY MUD #8 | H | MUNICIPAL CONSERVATION, MONTGOMERY COUNTY MUD #8 | MUNICIPAL CONSERVATION | 4 | 9 | 14 | 23 | 25 | 29
H | MONTGOMERY COUNTY MUD #83 | H | MUNICIPAL CONSERVATION, MONTGOMERY COUNTY MUD #83 | MUNICIPAL CONSERVATION | 2 | 6 | 8 | 13 | 13 | 13
H | MONTGOMERY COUNTY MUD #89 | H | MUNICIPAL CONSERVATION, MONTGOMERY COUNTY MUD #89 | MUNICIPAL CONSERVATION | 3 | 7 | 10 | 15 | 17 | 17
H | MONTGOMERY COUNTY MUD #89 | H | SJRA GRP - PARTICIPANT SURFACE WATER | OTHER SURFACE WATER | 268 | 270 | 273 | 293 | 322 | 332
H | MONTGOMERY COUNTY MUD #89 | H | WATER LOSS REDUCTION, MONTGOMERY COUNTY MUD #89 | MUNICIPAL CONSERVATION | 4 | 9 | 12 | 15 | 16 | 17
H | MONTGOMERY COUNTY MUD #9 | H | MONTGOMERY COUNTY MUDS #8 AND #9 REUSE | INDIRECT REUSE | 840 | 840 | 840 | 840 | 840 | 840
H | MONTGOMERY COUNTY MUD #9 | H | MUNICIPAL CONSERVATION, MONTGOMERY COUNTY MUD #9 | MUNICIPAL CONSERVATION | 4 | 11 | 16 | 27 | 30 | 34
H | MONTGOMERY COUNTY MUD #94 | H | MUNICIPAL CONSERVATION, MONTGOMERY COUNTY MUD #94 | MUNICIPAL CONSERVATION | 5 | 12 | 18 | 30 | 32 | 31
H | MONTGOMERY COUNTY MUD #94 | H | SJRA GRP - GROUNDWATER OFFSET | CONJUNCTIVE USE | 0 | 0 | 47 | 98 | 159 | 159
H | MONTGOMERY COUNTY UD #2 | H | MUNICIPAL CONSERVATION, MONTGOMERY COUNTY UD #2 | MUNICIPAL CONSERVATION | 1 | 3 | 5 | 8 | 8 | 9
H | MONTGOMERY COUNTY UD #3 | H | MUNICIPAL CONSERVATION, MONTGOMERY COUNTY UD #3 | MUNICIPAL CONSERVATION | 2 | 6 | 9 | 14 | 18 | 22
H | MONTGOMERY COUNTY UD #4 | H | MUNICIPAL CONSERVATION, MONTGOMERY COUNTY UD #4 | MUNICIPAL CONSERVATION | 4 | 13 | 18 | 30 | 38 | 47
H | MONTGOMERY COUNTY WCID #1 | H | MUNICIPAL CONSERVATION, MONTGOMERY COUNTY WCID #1 | MUNICIPAL CONSERVATION | 2 | 5 | 8 | 12 | 14 | 14
H | MONTGOMERY COUNTY WCID #1 | H | SJRA GRP - PARTICIPANT SURFACE WATER | OTHER SURFACE WATER | 9 | 15 | 24 | 44 | 67 | 94
H | MONTGOMERY COUNTY WCID #1 | H | WATER LOSS REDUCTION, MONTGOMERY COUNTY WCID #1 | MUNICIPAL CONSERVATION | 3 | 7 | 10 | 12 | 13 | 14
H | MOUNT HOUSTON ROAD MUD | H | CITY OF HOUSTON GRP PARTICIPATION | CONJUNCTIVE USE | 0 | 196 | 367 | 401 | 425 | 441
H | MOUNT HOUSTON ROAD MUD | H | MUNICIPAL CONSERVATION, MOUNT HOUSTON ROAD MUD | MUNICIPAL CONSERVATION | 4 | 14 | 25 | 36 | 46 | 56
H | NASSAU BAY | H | MUNICIPAL CONSERVATION, NASSAU BAY | MUNICIPAL CONSERVATION | 9 | 24 | 38 | 52 | 64 | 75
H | NASSAU BAY | H | WATER LOSS REDUCTION, NASSAU BAY | MUNICIPAL CONSERVATION | 13 | 24 | 25 | 25 | 26 | 26
H | NEEDVILLE | H | MUNICIPAL CONSERVATION, NEEDVILLE | MUNICIPAL CONSERVATION | 2 | 4 | 6 | 7 | 9 | 10
H | NEW CANEY MUD | H | MUNICIPAL CONSERVATION, NEW CANEY MUD | MUNICIPAL CONSERVATION | 6 | 16 | 23 | 37 | 41 | 45
H | NEW CANEY MUD | H | SJRA GRP - GROUNDWATER OFFSET | CONJUNCTIVE USE | 0 | 0 | 0 | 29 | 128 | 252
H | NEWPORT MUD | H | MUNICIPAL CONSERVATION, NEWPORT MUD | MUNICIPAL CONSERVATION | 8 | 22 | 35 | 48 | 59 | 71
H | NEWPORT MUD | H | WATER LOSS REDUCTION, NEWPORT MUD | MUNICIPAL CONSERVATION | 11 | 22 | 23 | 23 | 24 | 24
H | NORMANGEE | H | MUNICIPAL CONSERVATION, NORMANGEE | MUNICIPAL CONSERVATION | 0 | 1 | 1 | 2 | 2 | 3
H | NORMANGEE | H | WATER LOSS REDUCTION, NORMANGEE | MUNICIPAL CONSERVATION | 0 | 0 | 1 | 1 | 1 | 1
H | NORTH BELT UD | H | CITY OF HOUSTON GRP PARTICIPATION | CONJUNCTIVE USE | 0 | 91 | 156 | 155 | 159 | 163
H | NORTH BELT UD | H | MUNICIPAL CONSERVATION, NORTH BELT UD | MUNICIPAL CONSERVATION | 3 | 8 | 12 | 17 | 21 | 25
H | NORTH CHANNEL WATER AUTHORITY | H | MUNICIPAL CONSERVATION, NORTH CHANNEL WATER AUTHORITY | MUNICIPAL CONSERVATION | 82 | 233 | 372 | 502 | 627 | 742
H | NORTH FORT BEND WATER AUTHORITY | H | MUNICIPAL CONSERVATION, NORTH FORT BEND WATER AUTHORITY | MUNICIPAL CONSERVATION | 364 | 1206 | 2118 | 2924 | 3592 | 4134
H | NORTH FORT BEND WATER AUTHORITY | H | NFBWA GRAND LAKES REUSE | OTHER DIRECT REUSE | 661 | 661 | 661 | 661 | 661 | 661
H | NORTH FORT BEND WATER AUTHORITY | H | NFBWA GRP - COH REUSE | INDIRECT REUSE | 0 | 0 | 14223 | 12228 | 11352 | 11778
H | NORTH FORT BEND WATER AUTHORITY | H | NFBWA GRP - REGIONAL RETURN FLOWS | INDIRECT REUSE | 10280 | 9068 | 12683 | 15942 | 17276 | 17850
H | NORTH FORT BEND WATER AUTHORITY | H | NFBWA GRP - SURFACE WATER CONVERSION | OTHER SURFACE WATER | 23076 | 44982 | 35029 | 33710 | 33206 | 32165
H | NORTH FORT BEND WATER AUTHORITY | H | WASTEWATER RECLAMATION FOR MUNICIPAL IRRIGATION | OTHER DIRECT REUSE | 0 | 1160 | 1996 | 2415 | 2886 | 3432
H | NORTH GREEN MUD | H | CITY OF HOUSTON GRP PARTICIPATION | CONJUNCTIVE USE | 0 | 109 | 184 | 172 | 164 | 157
H | NORTH GREEN MUD | H | MUNICIPAL CONSERVATION, NORTH GREEN MUD | MUNICIPAL CONSERVATION | 4 | 11 | 17 | 22 | 28 | 33
H | NORTH GREEN MUD | H | WATER LOSS REDUCTION, NORTH GREEN MUD | MUNICIPAL CONSERVATION | 10 | 18 | 26 | 33 | 39 | 46
H | NORTH HARRIS COUNTY REGIONAL WATER AUTHORITY | H | MUNICIPAL CONSERVATION, NHCRWA | MUNICIPAL CONSERVATION | 990 | 2963 | 4899 | 6767 | 8547 | 10238
H | NORTH HARRIS COUNTY REGIONAL WATER AUTHORITY | H | NHCRWA GRP - COH REUSE | INDIRECT REUSE | 0 | 0 | 52629 | 59520 | 63681 | 68171
H | NORTH HARRIS COUNTY REGIONAL WATER AUTHORITY | H | NHCRWA GRP - REGIONAL RETURN FLOWS | INDIRECT REUSE | 24330 | 31277 | 28356 | 24241 | 21465 | 18625
H | NORTH HARRIS COUNTY REGIONAL WATER AUTHORITY | H | NHCRWA GRP - SURFACE WATER | OTHER SURFACE WATER | 49165 | 81759 | 57698 | 54721 | 53182 | 51416
H | NORTH HARRIS COUNTY REGIONAL WATER AUTHORITY | H | WASTEWATER RECLAMATION FOR MUNICIPAL IRRIGATION | OTHER DIRECT REUSE | 0 | 99 | 189 | 274 | 341 | 404
H | NORTH HARRIS COUNTY REGIONAL WATER AUTHORITY | H | WATER LOSS REDUCTION, NHCRWA | MUNICIPAL CONSERVATION | 1581 | 3158 | 4552 | 4713 | 4873 | 5024
H | NORTHWEST PARK MUD | H | CITY OF HOUSTON GRP PARTICIPATION | CONJUNCTIVE USE | 0 | 896 | 1564 | 1614 | 1682 | 1760
H | NORTHWEST PARK MUD | H | MUNICIPAL CONSERVATION, NORTHWEST PARK MUD | MUNICIPAL CONSERVATION | 25 | 72 | 118 | 164 | 208 | 253
H | OAK RIDGE NORTH | H | MUNICIPAL CONSERVATION, OAK RIDGE NORTH | MUNICIPAL CONSERVATION | 5 | 12 | 17 | 25 | 25 | 25
H | OAK RIDGE NORTH | H | SJRA GRP - PARTICIPANT SURFACE WATER | OTHER SURFACE WATER | 73 | 81 | 102 | 113 | 119 | 120
H | OAKWOOD | C | CONSERVATION, WATER LOSS CONTROL - OAKWOOD | MUNICIPAL CONSERVATION | 0 | 0 | 0 | 0 | 0 | 0
H | OAKWOOD | H | MUNICIPAL CONSERVATION, OAKWOOD | MUNICIPAL CONSERVATION | 0 | 0 | 1 | 1 | 1 | 1
H | OLD RIVER-WINFREE | H | EXPANDED USE OF GROUNDWATER, CHAMBERS COUNTY | GROUNDWATER WELLS AND OTHER | 100 | 100 | 100 | 100 | 100 | 200
H | OLD RIVER-WINFREE | H | WATER LOSS REDUCTION, OLD RIVER-WINFREE | MUNICIPAL CONSERVATION | 3 | 6 | 9 | 13 | 15 | 19
H | ONALASKA | H | WATER LOSS REDUCTION, ONALASKA | MUNICIPAL CONSERVATION | 10 | 22 | 37 | 52 | 68 | 83
H | OYSTER CREEK | H | DOW RESERVOIR AND PUMP STATION EXPANSION | NEW MAJOR RESERVOIR | 71 | 77 | 85 | 95 | 107 | 107
H | OYSTER CREEK | H | MUNICIPAL CONSERVATION, OYSTER CREEK | MUNICIPAL CONSERVATION | 3 | 7 | 11 | 14 | 16 | 18
H | OYSTER CREEK | H | WATER LOSS REDUCTION, OYSTER CREEK | MUNICIPAL CONSERVATION | 3 | 6 | 9 | 11 | 11 | 11
H | PANORAMA VILLAGE | H | MUNICIPAL CONSERVATION, PANORAMA VILLAGE | MUNICIPAL CONSERVATION | 5 | 12 | 17 | 27 | 30 | 33
H | PANORAMA VILLAGE | H | NEW / EXPANDED CONTRACT WITH SJRA | OTHER SURFACE WATER | 19 | 13 | 39 | 75 | 139 | 225
H | PARKWAY UD | H | MUNICIPAL CONSERVATION, PARKWAY UD | MUNICIPAL CONSERVATION | 4 | 12 | 19 | 25 | 31 | 36
H | PASADENA | H | MUNICIPAL CONSERVATION, PASADENA | MUNICIPAL CONSERVATION | 183 | 521 | 831 | 1123 | 1404 | 1674
H | PASADENA | H | WATER LOSS REDUCTION, PASADENA | MUNICIPAL CONSERVATION | 308 | 585 | 838 | 947 | 970 | 995
H | PATTON VILLAGE | H | MUNICIPAL CONSERVATION, PATTON VILLAGE | MUNICIPAL CONSERVATION | 1 | 3 | 5 | 8 | 9 | 11
H | PATTON VILLAGE | H | SJRA GRP - GROUNDWATER OFFSET | CONJUNCTIVE USE | 0 | 1 | 15 | 32 | 58 | 90
H | PATTON VILLAGE | H | WATER LOSS REDUCTION, PATTON VILLAGE | MUNICIPAL CONSERVATION | 2 | 4 | 6 | 8 | 9 | 11
H | PEARLAND | H | CITY OF PEARLAND REUSE | OTHER DIRECT REUSE | 314 | 1154 | 1154 | 1154 | 1154 | 1154
H | PEARLAND | H | MUNICIPAL CONSERVATION, PEARLAND | MUNICIPAL CONSERVATION | 165 | 476 | 784 | 1077 | 1353 | 1601
H | PEARLAND | H | PEARLAND SWTP | CONJUNCTIVE USE | 8064 | 8064 | 8064 | 8064 | 8064 | 8064
H | PEARLAND | H | PEARLAND SWTP - ADDITIONAL SUPPLIES | INDIRECT REUSE; NEW MAJOR RESERVOIR | 3136 | 3136 | 3136 | 3136 | 3136 | 3136
H | PEARLAND | H | WATER LOSS REDUCTION, PEARLAND | MUNICIPAL CONSERVATION | 203 | 414 | 547 | 594 | 642 | 689
H | PECAN GROVE MUD #1 | H | ADDITIONAL SUPPLY FROM BRA | NEW MAJOR RESERVOIR | 0 | 1 | 2 | 4 | 5 | 6
H | PECAN GROVE MUD #1 | H | ADDITIONAL SUPPLY FROM GCWA | NEW MAJOR RESERVOIR | 400 | 389 | 377 | 366 | 355 | 343
H | PECAN GROVE MUD #1 | H | MUNICIPAL CONSERVATION, PECAN GROVE MUD #1 | MUNICIPAL CONSERVATION | 11 | 27 | 38 | 48 | 56 | 63
H | PECAN GROVE MUD #1 | H | WATER LOSS REDUCTION, PECAN GROVE MUD #1 | MUNICIPAL CONSERVATION | 19 | 18 | 18 | 18 | 18 | 18
H | PINE ISLAND | H | EXPANDED USE OF GROUNDWATER, WALLER COUNTY | GROUNDWATER WELLS AND OTHER | 100 | 100 | 100 | 100 | 100 | 200
H | PINE ISLAND | H | MUNICIPAL CONSERVATION, PINE ISLAND | MUNICIPAL CONSERVATION | 0 | 1 | 1 | 1 | 2 | 2
H | PINEY POINT VILLAGE | H | MUNICIPAL CONSERVATION, PINEY POINT VILLAGE | MUNICIPAL CONSERVATION | 14 | 43 | 75 | 110 | 148 | 189
H | PLANTATION MUD | H | MUNICIPAL CONSERVATION, PLANTATION MUD | MUNICIPAL CONSERVATION | 2 | 5 | 8 | 9 | 11 | 12
H | PLANTATION MUD | H | SUGAR LAND GRP - GROUNDWATER OFFSET | CONJUNCTIVE USE | 0 | 97 | 82 | 72 | 68 | 67
H | PLANTATION MUD | H | WATER LOSS REDUCTION, PLANTATION MUD | MUNICIPAL CONSERVATION | 6 | 12 | 16 | 20 | 22 | 22
H | PLEAK | H | EXPANDED USE OF GROUNDWATER, FORT BEND COUNTY | GROUNDWATER WELLS AND OTHER | 0 | 0 | 0 | 0 | 0 | 0
H | PLEAK | H | MUNICIPAL CONSERVATION, PLEAK | MUNICIPAL CONSERVATION | 1 | 2 | 4 | 5 | 6 | 7
H | PLEAK | H | WATER LOSS REDUCTION, PLEAK | MUNICIPAL CONSERVATION | 2 | 4 | 5 | 5 | 6 | 6
H | PLUM GROVE | H | WATER LOSS REDUCTION, PLUM GROVE | MUNICIPAL CONSERVATION | 5 | 10 | 15 | 21 | 27 | 34
H | POINT AQUARIUS MUD | H | MUNICIPAL CONSERVATION, POINT AQUARIUS MUD | MUNICIPAL CONSERVATION | 3 | 7 | 10 | 16 | 17 | 19
H | POINT AQUARIUS MUD | H | SJRA GRP - GROUNDWATER OFFSET | CONJUNCTIVE USE | 0 | 0 | 0 | 0 | 6 | 56
H | POINT AQUARIUS MUD | H | WATER LOSS REDUCTION, POINT AQUARIUS MUD | MUNICIPAL CONSERVATION | 5 | 9 | 13 | 15 | 17 | 19
H | PORTER SUD | H | MUNICIPAL CONSERVATION, PORTER SUD | MUNICIPAL CONSERVATION | 14 | 43 | 71 | 122 | 139 | 149
H | PORTER SUD | H | PORTER SUD JOINT GRP | INDIRECT REUSE | 2240 | 2240 | 2240 | 2240 | 2299 | 2623
H | PORTER SUD | H | WATER LOSS REDUCTION, PORTER SUD | MUNICIPAL CONSERVATION | 23 | 54 | 93 | 119 | 135 | 149
H | PRAIRIE VIEW | H | MUNICIPAL CONSERVATION, PRAIRIE VIEW | MUNICIPAL CONSERVATION | 3 | 7 | 12 | 17 | 22 | 26
H | RAYFORD ROAD MUD | H | MUNICIPAL CONSERVATION, RAYFORD ROAD MUD | MUNICIPAL CONSERVATION | 8 | 21 | 30 | 48 | 51 | 51
H | RAYFORD ROAD MUD | H | SJRA GRP - PARTICIPANT SURFACE WATER | OTHER SURFACE WATER | 153 | 170 | 222 | 285 | 357 | 384
H | RICHMOND | H | MUNICIPAL CONSERVATION, RICHMOND | MUNICIPAL CONSERVATION | 11 | 28 | 41 | 55 | 68 | 80
H | RICHMOND | H | NEW / EXPANDED CONTRACT WITH BRA | NEW MAJOR RESERVOIR | 0 | 170 | 313 | 519 | 783 | 1049
H | RICHWOOD | H | DOW RESERVOIR AND PUMP STATION EXPANSION | NEW MAJOR RESERVOIR | 154 | 155 | 158 | 166 | 176 | 176
H | RICHWOOD | H | MUNICIPAL CONSERVATION, RICHWOOD | MUNICIPAL CONSERVATION | 4 | 11 | 16 | 21 | 25 | 28
H | RICHWOOD | H | WATER LOSS REDUCTION, RICHWOOD | MUNICIPAL CONSERVATION | 5 | 10 | 14 | 16 | 17 | 17
H | RIVER PLANTATION MUD | H | MUNICIPAL CONSERVATION, RIVER PLANTATION MUD | MUNICIPAL CONSERVATION | 4 | 11 | 18 | 32 | 37 | 38
H | RIVER PLANTATION MUD | H | NEW / EXPANDED CONTRACT WITH SJRA | OTHER SURFACE WATER | 0 | 0 | 0 | 0 | 0 | 37
H | RIVER PLANTATION MUD | H | RIVER PLANTATION AND EAST PLANTATION JOINT GRP | OTHER DIRECT REUSE | 0 | 27 | 27 | 27 | 27 | 27
H | RIVER PLANTATION MUD | H | WATER LOSS REDUCTION, RIVER PLANTATION MUD | MUNICIPAL CONSERVATION | 6 | 8 | 9 | 11 | 13 | 14
H | RIVERSIDE | H | WATER LOSS REDUCTION, RIVERSIDE | MUNICIPAL CONSERVATION | 2 | 3 | 5 | 6 | 8 | 9
H | ROMAN FOREST | H | MUNICIPAL CONSERVATION, ROMAN FOREST | MUNICIPAL CONSERVATION | 3 | 6 | 10 | 16 | 18 | 21
H | ROMAN FOREST | H | SJRA GRP - GROUNDWATER OFFSET | CONJUNCTIVE USE | 0 | 0 | 5 | 39 | 93 | 162
H | ROMAN FOREST | H | WATER LOSS REDUCTION, ROMAN FOREST | MUNICIPAL CONSERVATION | 4 | 8 | 13 | 16 | 18 | 21
H | ROSENBERG | H | ADDITIONAL SUPPLY FROM BRA | NEW MAJOR RESERVOIR | 0 | 65 | 79 | 0 | 0 | 0
H | ROSENBERG | H | MUNICIPAL CONSERVATION, ROSENBERG | MUNICIPAL CONSERVATION | 26 | 65 | 98 | 129 | 159 | 191
H | ROSENBERG | H | NEW / EXPANDED CONTRACT WITH BRA | NEW MAJOR RESERVOIR | 0 | 0 | 51 | 233 | 467 | 746
H | SAGEMEADOW UD | H | MUNICIPAL CONSERVATION, SAGEMEADOW UD | MUNICIPAL CONSERVATION | 6 | 17 | 28 | 40 | 52 | 64
H | SAGEMEADOW UD | H | WATER LOSS REDUCTION, SAGEMEADOW UD | MUNICIPAL CONSERVATION | 9 | 17 | 19 | 20 | 21 | 22
H | SAN FELIPE | H | EXPANDED USE OF GROUNDWATER, AUSTIN COUNTY | GROUNDWATER WELLS AND OTHER | 100 | 100 | 100 | 250 | 250 | 250
H | SAN FELIPE | H | MUNICIPAL CONSERVATION, SAN FELIPE | MUNICIPAL CONSERVATION | 0 | 2 | 3 | 4 | 5 | 6
H | SAN JACINTO SUD | H | WATER LOSS REDUCTION, SAN JACINTO SUD | MUNICIPAL CONSERVATION | 8 | 15 | 22 | 30 | 37 | 45
H | SAN LEON MUD | H | ADDITIONAL SUPPLY FROM GCWA | NEW MAJOR RESERVOIR | 376 | 367 | 358 | 347 | 337 | 327
H | SAN LEON MUD | H | MUNICIPAL CONSERVATION, SAN LEON MUD | MUNICIPAL CONSERVATION | 1 | 3 | 4 | 6 | 8 | 10
H | SAN LEON MUD | H | WATER LOSS REDUCTION, SAN LEON MUD | MUNICIPAL CONSERVATION | 5 | 10 | 16 | 18 | 19 | 20
H | SANTA FE | H | MUNICIPAL CONSERVATION, SANTA FE | MUNICIPAL CONSERVATION | 4 | 11 | 18 | 24 | 30 | 37
H | SANTA FE | H | NEW / EXPANDED CONTRACT WITH GCWA | INDIRECT REUSE | 591 | 560 | 548 | 569 | 605 | 645
H | SANTA FE | H | WATER LOSS REDUCTION, SANTA FE | MUNICIPAL CONSERVATION | 22 | 41 | 59 | 60 | 62 | 64
H | SEABROOK | H | MUNICIPAL CONSERVATION, SEABROOK | MUNICIPAL CONSERVATION | 15 | 42 | 67 | 90 | 111 | 132
H | SEABROOK | H | WATER LOSS REDUCTION, SEABROOK | MUNICIPAL CONSERVATION | 22 | 42 | 44 | 44 | 45 | 46
H | SEALY | H | MUNICIPAL CONSERVATION, SEALY | MUNICIPAL CONSERVATION | 3 | 9 | 14 | 20 | 25 | 31
H | SHENANDOAH | H | MUNICIPAL CONSERVATION, SHENANDOAH | MUNICIPAL CONSERVATION | 11 | 34 | 51 | 79 | 84 | 88
H | SHENANDOAH | H | NEW / EXPANDED CONTRACT WITH SJRA | OTHER SURFACE WATER | 101 | 427 | 68 | 132 | 245 | 392
H | SHENANDOAH | H | PANORAMA AND SHENANDOAH JOINT GRP | GROUNDWATER DESALINATION | 0 | 0 | 472 | 472 | 472 | 472
H | SHENANDOAH | H | WATER LOSS REDUCTION, SHENANDOAH | MUNICIPAL CONSERVATION | 17 | 43 | 66 | 77 | 82 | 88
H | SHEPHERD | H | WATER LOSS REDUCTION, SHEPHERD | MUNICIPAL CONSERVATION | 10 | 20 | 30 | 41 | 51 | 62
H | SHOREACRES | H | MUNICIPAL CONSERVATION, SHOREACRES | MUNICIPAL CONSERVATION | 3 | 7 | 12 | 16 | 20 | 23
H | SIENNA PLANTATION | H | MISSOURI CITY GRP - SURFACE WATER EXPANSION | OTHER SURFACE WATER | 0 | 0 | 836 | 1203 | 1217 | 1316
H | SIENNA PLANTATION | H | MUNICIPAL CONSERVATION, SIENNA PLANTATION | MUNICIPAL CONSERVATION | 24 | 76 | 149 | 237 | 335 | 436
H | SIENNA PLANTATION | H | NEW / EXPANDED CONTRACT WITH GCWA | INDIRECT REUSE | 0 | 0 | 0 | 0 | 0 | 863
H | SIENNA PLANTATION | H | REALLOCATE EXISTING SUPPLY | GROUNDWATER WELLS AND OTHER; OTHER SURFACE WATER | 0 | 0 | 0 | 744 | 1830 | 1876
H | SIMONTON | H | MUNICIPAL CONSERVATION, SIMONTON | MUNICIPAL CONSERVATION | 1 | 2 | 3 | 4 | 6 | 7
H | SIMONTON | H | WATER LOSS REDUCTION, SIMONTON | MUNICIPAL CONSERVATION | 1 | 3 | 4 | 5 | 5 | 6
H | SOUTH HOUSTON | H | MUNICIPAL CONSERVATION, SOUTH HOUSTON | MUNICIPAL CONSERVATION | 16 | 44 | 70 | 95 | 120 | 144
H | SOUTH HOUSTON | H | WATER LOSS REDUCTION, SOUTH HOUSTON | MUNICIPAL CONSERVATION | 45 | 85 | 121 | 156 | 192 | 228
H | SOUTHERN MONTGOMERY COUNTY MUD | H | MUNICIPAL CONSERVATION, SOUTHERN MONTGOMERY COUNTY MUD | MUNICIPAL CONSERVATION | 7 | 18 | 24 | 36 | 36 | 36
H | SOUTHERN MONTGOMERY COUNTY MUD | H | SJRA GRP - PARTICIPANT SURFACE WATER | OTHER SURFACE WATER | 21 | 24 | 24 | 28 | 36 | 47
H | SOUTHSIDE PLACE | H | MUNICIPAL CONSERVATION, SOUTHSIDE PLACE | MUNICIPAL CONSERVATION | 2 | 6 | 10 | 15 | 19 | 24
H | SOUTHSIDE PLACE | H | WATER LOSS REDUCTION, SOUTHSIDE PLACE | MUNICIPAL CONSERVATION | 3 | 6 | 7 | 7 | 8 | 8
H | SPLENDORA | H | MUNICIPAL CONSERVATION, SPLENDORA | MUNICIPAL CONSERVATION | 2 | 4 | 6 | 11 | 13 | 16
H | SPLENDORA | H | WATER LOSS REDUCTION, SPLENDORA | MUNICIPAL CONSERVATION | 2 | 4 | 4 | 5 | 6 | 7
H | SPRING CREEK UD | H | MUNICIPAL CONSERVATION, SPRING CREEK UD | MUNICIPAL CONSERVATION | 5 | 14 | 20 | 32 | 35 | 35
H | SPRING CREEK UD | H | SJRA GRP - PARTICIPANT SURFACE WATER | OTHER SURFACE WATER | 516 | 551 | 572 | 618 | 681 | 702
H | SPRING VALLEY | H | CITY OF HOUSTON GRP PARTICIPATION | CONJUNCTIVE USE | 0 | 314 | 579 | 624 | 679 | 742
H | SPRING VALLEY | H | MUNICIPAL CONSERVATION, SPRING VALLEY | MUNICIPAL CONSERVATION | 8 | 26 | 43 | 62 | 81 | 101
H | SPRING VALLEY | H | WATER LOSS REDUCTION, SPRING VALLEY | MUNICIPAL CONSERVATION | 11 | 16 | 17 | 18 | 20 | 21
H | STAFFORD | H | ADDITIONAL SUPPLY FROM GCWA | NEW MAJOR RESERVOIR | 1785 | 1734 | 1683 | 1632 | 1580 | 1530
H | STAFFORD | H | FORT BEND WCID 2 GRP | OTHER SURFACE WATER | 2428 | 5080 | 5098 | 5107 | 5110 | 5112
H | STAFFORD | H | MUNICIPAL CONSERVATION, STAFFORD | MUNICIPAL CONSERVATION | 25 | 60 | 89 | 116 | 140 | 164
H | STAGECOACH | H | MUNICIPAL CONSERVATION, STAGECOACH | MUNICIPAL CONSERVATION | 0 | 1 | 2 | 5 | 7 | 11
H | STAGECOACH | H | NEW / EXPANDED CONTRACT WITH SJRA | OTHER SURFACE WATER | 6 | 11 | 35 | 70 | 127 | 226
H | STAGECOACH | H | WATER LOSS REDUCTION, STAGECOACH | MUNICIPAL CONSERVATION | 0 | 1 | 3 | 4 | 7 | 11
H | STANLEY LAKE MUD | H | MUNICIPAL CONSERVATION, STANLEY LAKE MUD | MUNICIPAL CONSERVATION | 5 | 13 | 23 | 43 | 56 | 71
H | STANLEY LAKE MUD | H | NEW / EXPANDED CONTRACT WITH SJRA | OTHER SURFACE WATER | 0 | 0 | 0 | 0 | 110 | 495
H | STEAM ELECTRIC POWER, FORT BEND | H | NEW / EXPANDED CONTRACT WITH BRA | NEW MAJOR RESERVOIR | 0 | 0 | 0 | 0 | 554 | 26343
H | STEAM ELECTRIC POWER, HARRIS | H | NEW / EXPANDED CONTRACT WITH COH | OTHER SURFACE WATER | 1060 | 4111 | 7016 | 7977 | 9328 | 10624
H | STEAM ELECTRIC POWER, HARRIS | H | NEW / EXPANDED CONTRACT WITH COH - REGIONAL RETURN FLOWS | INDIRECT REUSE | 0 | 0 | 1465 | 5832 | 10975 | 17396
H | STEAM ELECTRIC POWER, MADISON | H | EXPANDED USE OF GROUNDWATER, MADISON COUNTY | GROUNDWATER WELLS AND OTHER | 300 | 300 | 400 | 400 | 550 | 550
H | STEAM ELECTRIC POWER, MONTGOMERY | H | SJRA CATAHOULA AQUIFER SUPPLIES | GROUNDWATER DESALINATION | 3920 | 3920 | 3920 | 3920 | 3920 | 3920
H | SUGAR LAND | H | ADDITIONAL SUPPLY FROM GCWA | INDIRECT REUSE; NEW MAJOR RESERVOIR | 3400 | 3302 | 3206 | 3108 | 3011 | 2914
H | SUGAR LAND | H | MUNICIPAL CONSERVATION, SUGAR LAND | MUNICIPAL CONSERVATION | 157 | 411 | 631 | 835 | 1022 | 1182
H | SUGAR LAND | H | SUGAR LAND GRP - REUSE | OTHER DIRECT REUSE | 1120 | 1120 | 1120 | 1120 | 1120 | 1120
H | SUGAR LAND | H | SUGAR LAND GRP - SURFACE WATER EXPANSION | OTHER SURFACE WATER | 12598 | 11560 | 11656 | 11754 | 11851 | 11948
H | SUGAR LAND | H | WATER LOSS REDUCTION, SUGAR LAND | MUNICIPAL CONSERVATION | 57 | 61 | 64 | 68 | 71 | 73
H | SUNBELT FWSD | H | MUNICIPAL CONSERVATION, SUNBELT FWSD | MUNICIPAL CONSERVATION | 14 | 39 | 62 | 85 | 110 | 135
H | SUNBELT FWSD | H | WATER LOSS REDUCTION, SUNBELT FWSD | MUNICIPAL CONSERVATION | 45 | 85 | 122 | 161 | 202 | 245
H | SWEENY | H | MUNICIPAL CONSERVATION, SWEENY | MUNICIPAL CONSERVATION | 6 | 15 | 22 | 27 | 31 | 34
H | SWEENY | H | WATER LOSS REDUCTION, SWEENY | MUNICIPAL CONSERVATION | 7 | 14 | 19 | 21 | 21 | 21
H | TAYLOR LAKE VILLAGE | H | MUNICIPAL CONSERVATION, TAYLOR LAKE VILLAGE | MUNICIPAL CONSERVATION | 5 | 15 | 23 | 31 | 38 | 45
H | TAYLOR LAKE VILLAGE | H | WATER LOSS REDUCTION, TAYLOR LAKE VILLAGE | MUNICIPAL CONSERVATION | 8 | 15 | 15 | 15 | 15 | 16
H | TEXAS CITY | H | ADDITIONAL SUPPLY FROM GCWA | NEW MAJOR RESERVOIR | 2200 | 2142 | 2084 | 2025 | 1967 | 1908
H | TEXAS CITY | H | MUNICIPAL CONSERVATION, TEXAS CITY | MUNICIPAL CONSERVATION | 16 | 49 | 81 | 113 | 146 | 178
H | TEXAS CITY | H | WATER LOSS REDUCTION, TEXAS CITY | MUNICIPAL CONSERVATION | 91 | 184 | 270 | 283 | 297 | 309
H | THE COMMONS WATER SUPPLY INC | H | CITY OF HOUSTON GRP PARTICIPATION | CONJUNCTIVE USE | 0 | 107 | 186 | 188 | 189 | 190
H | THE COMMONS WATER SUPPLY INC | H | MUNICIPAL CONSERVATION, THE COMMONS WATER SUPPLY INC | MUNICIPAL CONSERVATION | 3 | 9 | 14 | 19 | 24 | 28
H | THE WOODLANDS | H | MUNICIPAL CONSERVATION, THE WOODLANDS | MUNICIPAL CONSERVATION | 234 | 609 | 899 | 1381 | 1536 | 1670
H | THE WOODLANDS | H | NHCRWA GRP - SURFACE WATER | OTHER SURFACE WATER | 0 | 1050 | 2107 | 2262 | 2369 | 2441
H | THE WOODLANDS | H | SJRA GRP - PARTICIPANT SURFACE WATER | OTHER SURFACE WATER | 3940 | 4856 | 5811 | 7006 | 8828 | 11067
H | TIKI ISLAND | H | ADDITIONAL SUPPLY FROM GCWA | NEW MAJOR RESERVOIR | 76 | 74 | 73 | 70 | 68 | 66
H | TIKI ISLAND | H | MUNICIPAL CONSERVATION, TIKI ISLAND | MUNICIPAL CONSERVATION | 1 | 2 | 2 | 3 | 4 | 5
H | TIKI ISLAND | H | WATER LOSS REDUCTION, TIKI ISLAND | MUNICIPAL CONSERVATION | 3 | 6 | 8 | 8 | 8 | 8
H | TOMBALL | H | MUNICIPAL CONSERVATION, TOMBALL | MUNICIPAL CONSERVATION | 26 | 76 | 126 | 174 | 220 | 263
H | TOMBALL | H | NHCRWA GRP - SURFACE WATER | OTHER SURFACE WATER | 899 | 1856 | 2570 | 2616 | 2663 | 2707
H | TOMBALL | H | WATER LOSS REDUCTION, TOMBALL | MUNICIPAL CONSERVATION | 38 | 75 | 83 | 86 | 88 | 91
H | TRAIL OF THE LAKES MUD | H | MUNICIPAL CONSERVATION, TRAIL OF THE LAKES MUD | MUNICIPAL CONSERVATION | 8 | 24 | 39 | 52 | 64 | 74
H | TRAIL OF THE LAKES MUD | H | WHCRWA GRP PARTICIPATION - SURFACE WATER CONVERSION | CONJUNCTIVE USE | 0 | 1042 | 1027 | 1016 | 1009 | 1004
H | TRINITY | H | WATER LOSS REDUCTION, TRINITY | MUNICIPAL CONSERVATION | 10 | 21 | 29 | 35 | 43 | 52
H | TRINITY BAY CONSERVATION DISTRICT | H | MUNICIPAL CONSERVATION, TRINITY BAY CONSERVATION DISTRICT | MUNICIPAL CONSERVATION | 0 | 0 | 1 | 1 | 1 | 1
H | TRINITY BAY CONSERVATION DISTRICT | H | WATER LOSS REDUCTION, TRINITY BAY CONSERVATION DISTRICT | MUNICIPAL CONSERVATION | 32 | 71 | 117 | 167 | 191 | 216
H | TRINITY RURAL WSC | H | EXPANDED USE OF GROUNDWATER, WALKER COUNTY | GROUNDWATER WELLS AND OTHER | 100 | 100 | 100 | 100 | 100 | 100
H | TRINITY RURAL WSC | H | WATER LOSS REDUCTION, TRINITY RURAL WSC | MUNICIPAL CONSERVATION | 23 | 45 | 64 | 79 | 98 | 118
H | VARNER CREEK UD | H | MUNICIPAL CONSERVATION, VARNER CREEK UD | MUNICIPAL CONSERVATION | 2 | 6 | 8 | 11 | 12 | 13
H | VARNER CREEK UD | H | WATER LOSS REDUCTION, VARNER CREEK UD | MUNICIPAL CONSERVATION | 3 | 5 | 6 | 6 | 6 | 6
H | WALLER | H | MUNICIPAL CONSERVATION, WALLER | MUNICIPAL CONSERVATION | 2 | 4 | 5 | 7 | 10 | 11
H | WALLER | H | WATER LOSS REDUCTION, WALLER | MUNICIPAL CONSERVATION | 1 | 2 | 2 | 2 | 2 | 2
H | WALLIS | H | MUNICIPAL CONSERVATION, WALLIS | MUNICIPAL CONSERVATION | 0 | 1 | 1 | 2 | 2 | 3
H | WALLIS | H | WATER LOSS REDUCTION, WALLIS | MUNICIPAL CONSERVATION | 3 | 6 | 8 | 11 | 14 | 18
H | WEBSTER | H | MUNICIPAL CONSERVATION, WEBSTER | MUNICIPAL CONSERVATION | 31 | 94 | 156 | 216 | 272 | 324
H | WEBSTER | H | OLD GALVESTON ROAD TRANSMISSION IMPROVEMENTS | OTHER SURFACE WATER | 90 | 90 | 90 | 90 | 90 | 90
H | WEST COLUMBIA | H | MUNICIPAL CONSERVATION, WEST COLUMBIA | MUNICIPAL CONSERVATION | 5 | 12 | 17 | 22 | 25 | 27
H | WEST COLUMBIA | H | WATER LOSS REDUCTION, WEST COLUMBIA | MUNICIPAL CONSERVATION | 4 | 4 | 4 | 4 | 4 | 4
H | WEST HARRIS COUNTY MUD #6 | H | CITY OF HOUSTON GRP PARTICIPATION | CONJUNCTIVE USE | 0 | 100 | 171 | 173 | 174 | 175
H | WEST HARRIS COUNTY MUD #6 | H | MUNICIPAL CONSERVATION, WEST HARRIS COUNTY MUD #6 | MUNICIPAL CONSERVATION | 3 | 8 | 13 | 17 | 22 | 26
H | WEST HARRIS COUNTY REGIONAL WATER AUTHORITY | H | MUNICIPAL CONSERVATION, WHCRWA | MUNICIPAL CONSERVATION | 577 | 1692 | 2835 | 3998 | 4977 | 5882
H | WEST HARRIS COUNTY REGIONAL WATER AUTHORITY | H | WASTEWATER RECLAMATION FOR MUNICIPAL IRRIGATION | OTHER DIRECT REUSE | 0 | 154 | 319 | 500 | 602 | 711
H | WEST HARRIS COUNTY REGIONAL WATER AUTHORITY | H | WHCRWA GRP - REGIONAL RETURN FLOWS | INDIRECT REUSE | 15738 | 22169 | 22159 | 19598 | 16313 | 12861
H | WEST HARRIS COUNTY REGIONAL WATER AUTHORITY | H | WHCRWA GRP - COH REUSE | INDIRECT REUSE | 0 | 0 | 38360 | 42693 | 46410 | 50669
H | WEST HARRIS COUNTY REGIONAL WATER AUTHORITY | H | WHCRWA GRP - LAKE LIVINGSTON SUPPLIES | OTHER SURFACE WATER | 31547 | 50292 | 31377 | 29605 | 29173 | 28366
H | WEST HARRIS COUNTY REGIONAL WATER AUTHORITY | H | WHCRWA GRP PARTICIPATION - GROUNDWATER OFFSET | CONJUNCTIVE USE | 0 | 243 | 0 | 0 | 0 | 0
H | WEST UNIVERSITY PLACE | H | MUNICIPAL CONSERVATION, WEST UNIVERSITY PLACE | MUNICIPAL CONSERVATION | 23 | 69 | 116 | 166 | 218 | 272
H | WEST UNIVERSITY PLACE | H | WATER LOSS REDUCTION, WEST UNIVERSITY PLACE | MUNICIPAL CONSERVATION | 34 | 68 | 76 | 81 | 87 | 94
H | WESTON LAKES | H | MUNICIPAL CONSERVATION, WESTON LAKES | MUNICIPAL CONSERVATION | 9 | 24 | 37 | 50 | 63 | 76
H | WESTWOOD NORTH WSC | H | MUNICIPAL CONSERVATION, WESTWOOD NORTH WSC | MUNICIPAL CONSERVATION | 3 | 8 | 11 | 19 | 20 | 22
H | WESTWOOD NORTH WSC | H | SJRA GRP - PARTICIPANT SURFACE WATER | OTHER SURFACE WATER | 281 | 295 | 328 | 361 | 394 | 441
H | WILLIS | H | MUNICIPAL CONSERVATION, WILLIS | MUNICIPAL CONSERVATION | 7 | 17 | 24 | 39 | 44 | 49
H | WILLIS | H | SJRA GRP - GROUNDWATER OFFSET | CONJUNCTIVE USE | 0 | 0 | 33 | 95 | 207 | 366
H | WINDFERN FOREST UD | H | MUNICIPAL CONSERVATION, WINDFERN FOREST UD | MUNICIPAL CONSERVATION | 7 | 19 | 30 | 39 | 48 | 56
H | WOODBRANCH | H | MUNICIPAL CONSERVATION, WOODBRANCH | MUNICIPAL CONSERVATION | 1 | 2 | 3 | 6 | 7 | 9
H | WOODBRANCH | H | SJRA GRP - GROUNDWATER OFFSET | CONJUNCTIVE USE | 0 | 0 | 5 | 26 | 58 | 97
H | WOODBRANCH | H | WATER LOSS REDUCTION, WOODBRANCH | MUNICIPAL CONSERVATION | 1 | 3 | 4 | 6 | 7 | 9
H | WOODCREEK MUD | H | CITY OF HOUSTON GRP PARTICIPATION | CONJUNCTIVE USE | 0 | 77 | 126 | 122 | 120 | 120
H | WOODCREEK MUD | H | MUNICIPAL CONSERVATION, WOODCREEK MUD | MUNICIPAL CONSERVATION | 2 | 6 | 10 | 13 | 16 | 19
H | WOODLAND HILLS WATER COMPANY | H | WATER LOSS REDUCTION, WOODLAND HILLS WATER COMPANY | MUNICIPAL CONSERVATION | 30 | 76 | 134 | 205 | 284 | 369
I | ALTO | I | ANRA-COL - LAKE COLUMBIA | NEW MAJOR RESERVOIR | 0 | 428 | 428 | 428 | 428 | 85
I | ALTO RURAL WSC | I | ALRU ENHANCED PUBLIC AND SCHOOL EDUCATION | MUNICIPAL CONSERVATION | 0 | 0 | 5 | 7 | 9 | 11
I | ALTO RURAL WSC | I | CHE-ALT - ALTO RURAL WSC | GROUNDWATER WELLS AND OTHER | 0 | 0 | 0 | 61 | 130 | 250
I | ARP | I | ANRA-COL - LAKE COLUMBIA | NEW MAJOR RESERVOIR | 0 | 428 | 428 | 428 | 428 | 85
I | BEAUMONT | I | BEAU ENHANCED PUBLIC AND SCHOOL EDUCATION | MUNICIPAL CONSERVATION | 0 | 413 | 540 | 688 | 859 | 1055
I | BEAUMONT | I | BEAU ENHANCED WATER LOSS CONTROL PROGRAM | MUNICIPAL CONSERVATION | 0 | 2670 | 4477 | 6015 | 7353 | 8516
I | BEAUMONT | I | BEAU WATER CONSERVATION PRICING | MUNICIPAL CONSERVATION | 0 | 155 | 324 | 344 | 368 | 395
I | BETHEL-ASH WSC | C | CONSERVATION - BETHEL-ASH WSC | MUNICIPAL CONSERVATION | 1 | 2 | 3 | 4 | 5 | 7
I | BETHEL-ASH WSC | C | CONSERVATION, WATER LOSS CONTROL - BETHEL-ASH WSC | MUNICIPAL CONSERVATION | 1 | 1 | 0 | 0 | 0 | 0
I | BULLARD | I | BULL ENHANCED PUBLIC AND SCHOOL EDUCATION | MUNICIPAL CONSERVATION | 4 | 7 | 10 | 14 | 19 | 24
I | BULLARD | I | BULL WATER CONSERVATION PRICING | MUNICIPAL CONSERVATION | 7 | 17 | 20 | 24 | 28 | 32
I | BULLARD | I | TYL-PAL-EXISTING SURPLUS FOR TYLER | OTHER SURFACE WATER | 49 | 215 | 385 | 570 | 760 | 955
I | CENTER | I | CENT-REU-CITY OF CENTER REUSE | OTHER SURFACE WATER | 1120 | 1120 | 1120 | 1120 | 1120 | 1120
I | CENTER | I | CENT-TOL - TOLEDO BEND PIPELINE | OTHER SURFACE WATER | 0 | 0 | 2242 | 2242 | 2242 | 2242
I | CHANDLER | I | CHAN ENHANCED PUBLIC AND SCHOOL EDUCATION | MUNICIPAL CONSERVATION | 0 | 0 | 0 | 6 | 9 | 12
I | CHANDLER | I | CHAN WATER CONSERVATION PRICING | MUNICIPAL CONSERVATION | 0 | 0 | 0 | 10 | 21 | 24
I | CHANDLER | I | TYL-PAL-EXISTING SURPLUS FOR TYLER | OTHER SURFACE WATER | 0 | 0 | 0 | 350 | 350 | 350
I | COUNTY-OTHER, CHEROKEE | I | ANRA-COL - LAKE COLUMBIA | NEW MAJOR RESERVOIR | 0 | 3848 | 3848 | 3848 | 3848 | 767
I | COUNTY-OTHER, HENDERSON | C | CONSERVATION - HENDERSON COUNTY | MUNICIPAL CONSERVATION | 1 | 2 | 2 | 3 | 3 | 3
I | COUNTY-OTHER, HENDERSON | C | CONSERVATION, WATER LOSS CONTROL - HENDERSON | MUNICIPAL CONSERVATION | 2 | 2 | 0 | 0 | 0 | 0
I | COUNTY-OTHER, HENDERSON | C | DWU - MAIN STEM REUSE | NEW MAJOR RESERVOIR | 0 | 0 | 0 | 0 | 11 | 0
I | COUNTY-OTHER, HENDERSON | C | SULPHUR BASIN SUPPLY | NEW MAJOR RESERVOIR; OTHER SURFACE WATER | 0 | 0 | 0 | 4 | 5 | 19
I | COUNTY-OTHER, HENDERSON | C | TRWD - ADDITIONAL CEDAR CREEK AND RICHLAND-CHAMBERS | INDIRECT REUSE; OTHER SURFACE WATER | 0 | 6 | 9 | 4 | 4 | 3
I | COUNTY-OTHER, HENDERSON | C | TRWD - CEDAR CREEK WETLANDS | INDIRECT REUSE | 0 | 8 | 13 | 16 | 10 | 6
I | COUNTY-OTHER, HENDERSON | C | TRWD - TEHUACANA | NEW MAJOR RESERVOIR | 0 | 0 | 6 | 8 | 3 | 3
I | COUNTY-OTHER, JEFFERSON | I | JEFF-CTR CONTRACT EXPANSION | OTHER SURFACE WATER | 0 | 0 | 0 | 797 | 2041 | 3413
I | COUNTY-OTHER, NACOGDOCHES | I | ANRA-COL - LAKE COLUMBIA | NEW MAJOR RESERVOIR | 0 | 428 | 428 | 428 | 428 | 85
I | COUNTY-OTHER, TRINITY | H | WATER LOSS REDUCTION, COUNTY-OTHER - TRINITY COUNTY | MUNICIPAL CONSERVATION | 7 | 13 | 19 | 24 | 30 | 35
I | D&M WSC | I | NACW-DMW - NACOGDOCHES D&M WSC | GROUNDWATER WELLS AND OTHER | 0 | 0 | 0 | 0 | 112 | 250
I | G M WSC | I | GM-WSC | OTHER SURFACE WATER | 284 | 283 | 283 | 283 | 283 | 283
I | HENDERSON | I | LAKE STRIKER DREDGING | OTHER SURFACE WATER | 0 | 0 | 5600 | 5600 | 5600 | 5600
I | IRRIGATION, HENDERSON | I | AMWA ATHENS FISH HATCHERY REUSE | INDIRECT REUSE | 0 | 0 | 0 | 0 | 29 | 32
I | IRRIGATION, HENDERSON | I | AMWA-BOOSTER PUMPSTATION IMPROVEMENTS | OTHER SURFACE WATER | 2 | 9 | 6 | 3 | 1 | 0
I | IRRIGATION, HOUSTON | I | HOUS-IRR NEW WELLS | GROUNDWATER WELLS AND OTHER | 757 | 997 | 1265 | 1563 | 1892 | 2340
I | IRRIGATION, ORANGE | I | SRA-INF-PUMPSTATION | OTHER SURFACE WATER | 2432 | 2685 | 2858 | 2920 | 2855 | 2758
I | JACKSON WSC | I | ANRA-COL - LAKE COLUMBIA | NEW MAJOR RESERVOIR | 0 | 855 | 855 | 855 | 855 | 855
I | JACKSONVILLE | I | ANRA-COL - LAKE COLUMBIA | NEW MAJOR RESERVOIR | 0 | 4275 | 4275 | 4275 | 4275 | 4275
I | LIVESTOCK, HENDERSON | I | AMWA ATHENS FISH HATCHERY REUSE | INDIRECT REUSE | 2145 | 2183 | 2215 | 2250 | 1482 | 902
I | LIVESTOCK, HENDERSON | I | AMWA-BOOSTER PUMPSTATION IMPROVEMENTS | OTHER SURFACE WATER | 33 | 152 | 106 | 63 | 18 | 0
I | LIVESTOCK, NACOGDOCHES | I | NACW-LTK - NACOGDOCHES LIVESTOCK | GROUNDWATER WELLS AND OTHER | 1644 | 1837 | 2061 | 2320 | 2617 | 3059
I | LIVESTOCK, SHELBY | I | SHEL-LTK NEW CONTRACT | OTHER SURFACE WATER | 1367 | 2375 | 3602 | 5099 | 6924 | 6924
I | LUFKIN | I | LUFK-RAY SAM RAYBURN INFRASTRUCTURE | OTHER SURFACE WATER | 0 | 5043 | 14949 | 19372 | 18137 | 16805
I | MANUFACTURING, ANGELINA | I | ANGL-MFG CONTRACT EXPANSION | OTHER SURFACE WATER | 6000 | 6000 | 6000 | 6000 | 6000 | 6000
I | MANUFACTURING, ANGELINA | I | LUFK-RAY SAM RAYBURN INFRASTRUCTURE | OTHER SURFACE WATER | 0 | 6167 | 7471 | 8628 | 9863 | 11195
I | MANUFACTURING, JASPER | I | JASP-MFG CONTRACT EXPANSION | OTHER SURFACE WATER | 0 | 3049 | 6021 | 8250 | 8335 | 8420
I | MANUFACTURING, JEFFERSON | I | JEFF-MFG CONTRACT EXPANSION | OTHER SURFACE WATER | 181181 | 262193 | 273826 | 285499 | 297181 | 309323
I | MANUFACTURING, ORANGE | I | SRA-INF-PUMPSTATION | OTHER SURFACE WATER | 3943 | 9890 | 15850 | 21141 | 27092 | 33477
I | MANUFACTURING, PANOLA | I | PANL-MFG-INFRASTRUCTURE | GROUNDWATER WELLS AND OTHER | 134 | 156 | 176 | 194 | 230 | 309
I | MANUFACTURING, RUSK | I | ANRA-GW-NEW WELLS IN CARRIZO WILCOX AQUIFER IN RUSK COUNTY | GROUNDWATER WELLS AND OTHER | 5600 | 5600 | 5600 | 5600 | 5600 | 5600
I | MANUFACTURING, SMITH | I | TYL-PAL-EXISTING SURPLUS FOR TYLER | OTHER SURFACE WATER | 2039 | 2257 | 2467 | 2645 | 2889 | 3154
I | MINING, ANGELINA | I | ANRA-RUN-OF-RIVER (SUBMITTED APPLICATION) | OTHER SURFACE WATER | 474 | 573 | 398 | 300 | 225 | 168
I | MINING, CHEROKEE | I | ANRA-RUN-OF-RIVER (NEW APPLICATION) | OTHER SURFACE WATER | 238 | 247 | 210 | 147 | 84 | 40
I | MINING, HOUSTON | I | HCWC PERMIT AMENDMENT | OTHER SURFACE WATER | 0 | 0 | 250 | 250 | 500 | 500
I | MINING, NACOGDOCHES | I | ANRA-RUN-OF-RIVER (SUBMITTED APPLICATION) | OTHER SURFACE WATER | 5475 | 2975 | 118 | 0 | 0 | 0
I | MINING, NEWTON | I | SRA-INF-PUMPSTATION | OTHER SURFACE WATER | 115 | 59 | 0 | 0 | 0 | 0
I | MINING, RUSK | I | ANRA-RUN-OF-RIVER (SUBMITTED APPLICATION) | OTHER SURFACE WATER | 1075 | 2092 | 1955 | 1809 | 1774 | 1765
I | MINING, SAN AUGUSTINE | I | ANRA-RUN-OF-RIVER (SUBMITTED APPLICATION) | OTHER SURFACE WATER | 2102 | 1102 | 0 | 0 | 0 | 0
I | MINING, TRINITY | H | EXPANDED USE OF GROUNDWATER, TRINITY COUNTY | GROUNDWATER WELLS AND OTHER | 100 | 100 | 100 | 100 | 100 | 100
I | NACOGDOCHES | I | ANRA-COL - LAKE COLUMBIA | NEW MAJOR RESERVOIR | 0 | 8551 | 8551 | 8551 | 8551 | 8551
I | NEW LONDON | I | ANRA-COL - LAKE COLUMBIA | NEW MAJOR RESERVOIR | 0 | 855 | 855 | 855 | 855 | 170
I | NEW SUMMERFIELD | I | ANRA-COL - LAKE COLUMBIA | NEW MAJOR RESERVOIR | 0 | 2565 | 2565 | 2565 | 2565 | 511
I | NORTH CHEROKEE WSC | I | ANRA-COL - LAKE COLUMBIA | NEW MAJOR RESERVOIR | 0 | 4275 | 4275 | 4275 | 4275 | 852
I | OVERTON | I | OVER ENHANCED PUBLIC AND SCHOOL EDUCATION | MUNICIPAL CONSERVATION | 0 | 0 | 5 | 6 | 9 | 11
I | OVERTON | I | OVER ENHANCED WATER LOSS CONTROL PROGRAM | MUNICIPAL CONSERVATION | 17 | 18 | 97 | 167 | 223 | 269
I | OVERTON | I | OVER WATER CONSERVATION PRICING | MUNICIPAL CONSERVATION | 0 | 0 | 4 | 8 | 9 | 9
I | PORT ARTHUR | I | PORT ENHANCED PUBLIC AND SCHOOL EDUCATION | MUNICIPAL CONSERVATION | 266 | 331 | 392 | 456 | 521 | 585
I | PORT ARTHUR | I | PORT ENHANCED WATER LOSS CONTROL PROGRAM | MUNICIPAL CONSERVATION | 4629 | 6922 | 7929 | 8966 | 9626 | 8988
I | PORT ARTHUR | I | PORT WATER CONSERVATION PRICING | MUNICIPAL CONSERVATION | 99 | 198 | 196 | 195 | 195 | 195
I | RUSK | I | ANRA-COL - LAKE COLUMBIA | NEW MAJOR RESERVOIR | 0 | 4275 | 4275 | 4275 | 4275 | 852
I | RUSK RURAL WSC | I | ANRA-COL - LAKE COLUMBIA | NEW MAJOR RESERVOIR | 0 | 855 | 855 | 855 | 855 | 170
I | STEAM ELECTRIC POWER, ANDERSON | I | ANDE-SEP1 ANDERSON STEAM ELECTRIC POWER | OTHER SURFACE WATER | 11306 | 13218 | 15549 | 18390 | 21853 | 21632
I | STEAM ELECTRIC POWER, CHEROKEE | I | ANRA-RUN-OF-RIVER (NEW APPLICATION) | OTHER SURFACE WATER | 8000 | 15000 | 20000 | 20000 | 20000 | 20000
I | STEAM ELECTRIC POWER, JEFFERSON | I | JEFF-SEP NEW CONTRACT | OTHER SURFACE WATER | 13426 | 15696 | 18464 | 21838 | 25951 | 30839
I | STEAM ELECTRIC POWER, NACOGDOCHES | I | HCWC PERMIT AMENDMENT | OTHER SURFACE WATER | 1000 | 1000 | 1000 | 1000 | 1000 | 1000
I | STEAM ELECTRIC POWER, NACOGDOCHES | I | NACW-SEP1 - NACOGDOCHES STEAM ELECTRIC POWER PURCHASE FROM ANRA | GROUNDWATER WELLS AND OTHER; OTHER SURFACE WATER | 10500 | 10500 | 9742 | 8741 | 7645 | 6510
I | STEAM ELECTRIC POWER, NACOGDOCHES | I | NACW-SEP2 - NEW WELLS IN CARRIZO WILCOX | GROUNDWATER WELLS AND OTHER | 0 | 0 | 0 | 0 | 0 | 2000
I | STEAM ELECTRIC POWER, NEWTON | I | SRA-INF-PUMPSTATION | OTHER SURFACE WATER | 690 | 3080 | 5994 | 9545 | 13875 | 19021
I | STEAM ELECTRIC POWER, ORANGE | I | SRA-INF-PUMPSTATION | OTHER SURFACE WATER | 0 | 14 | 1038 | 2286 | 3807 | 4846
I | STEAM ELECTRIC POWER, RUSK | I | RUSK-SEP NEW CONTRACT | OTHER SURFACE WATER | 0 | 0 | 0 | 462 | 8873 | 18868
I | THE CONSOLIDATED WSC | H | EXPANDED USE OF GROUNDWATER, WALKER COUNTY | GROUNDWATER WELLS AND OTHER | 100 | 100 | 100 | 100 | 100 | 100
I | THE CONSOLIDATED WSC | I | HCWC PERMIT AMENDMENT | OTHER SURFACE WATER | 522 | 522 | 522 | 522 | 522 | 522
I | TROUP | I | ANRA-COL - LAKE COLUMBIA | NEW MAJOR RESERVOIR | 0 | 4275 | 4275 | 4275 | 4275 | 852
I | WEST HARDIN WSC | H | WATER LOSS REDUCTION, WEST HARDIN WSC | MUNICIPAL CONSERVATION | 1 | 3 | 5 | 7 | 8 | 11
I | WHITEHOUSE | I | ANRA-COL - LAKE COLUMBIA | NEW MAJOR RESERVOIR | 0 | 8551 | 8551 | 8551 | 8551 | 1704
I | WOODVILLE | I | WOOD ENHANCED PUBLIC AND SCHOOL EDUCATION | MUNICIPAL CONSERVATION | 0 | 0 | 6 | 7 | 9 | 10
I | WOODVILLE | I | WOOD WATER CONSERVATION PRICING | MUNICIPAL CONSERVATION | 0 | 0 | 4 | 9 | 9 | 9
J | BANDERA | J | CITY OF BANDERA - ADDITIONAL GROUNDWATER WELL AND NECESSARY PIPELINE | GROUNDWATER WELLS AND OTHER | 323 | 323 | 323 | 323 | 323 | 323
J | BANDERA | J | CITY OF BANDERA - ADDITIONAL MIDDLE TRINITY WELLS WITHIN CITY | GROUNDWATER WELLS AND OTHER | 161 | 161 | 161 | 161 | 161 | 161
J | BANDERA | J | CITY OF BANDERA - PROMOTE, DESIGN AND INSTALL RAINWATER HARVESTING SYSTEMS | MUNICIPAL CONSERVATION | bar: 1 to 7
J | BANDERA | J | CITY OF BANDERA - REUSE TREATED WASTEWATER EFFLUENT FOR IRRIGATION USE | OTHER DIRECT REUSE | 310 | 310 | 310 | 310 | 310 | 310
J | BRACKETTVILLE | J | CITY OF BRACKETTVILLE - INCREASE SUPPLY TO SPOFFORD WITH NEW WATER LINE | GROUNDWATER WELLS AND OTHER | 3 | 3 | 3 | 3 | 3 | 3
J | BRACKETTVILLE | J | CITY OF BRACKETTVILLE - WATER LOSS AUDIT AND MAIN-LINE REPAIR | MUNICIPAL CONSERVATION | 58 | 58 | 58 | 58 | 58 | 58
J | CAMP WOOD | J | CITY OF CAMP WOOD - ADDITIONAL GROUNDWATER WELLS | GROUNDWATER WELLS AND OTHER | 172 | 172 | 172 | 172 | 172 | 172
J | CAMP WOOD | J | CITY OF CAMP WOOD - CONSERVATION PUBLIC INFORMATION | MUNICIPAL CONSERVATION | bar: 1 to 7
J | COUNTY-OTHER, BANDERA | J | BANDERA CO. FWSD #1 - ADDITIONAL WELL FOR PEBBLE BEACH SUBDIVISION | GROUNDWATER WELLS AND OTHER | 161 | 161 | 161 | 161 | 161 | 161
J | COUNTY-OTHER, BANDERA | J | BANDERA COUNTY FWSD #1 - WATER LOSS AUDIT AND MAIN-LINE REPAIR | MUNICIPAL CONSERVATION | bar: 1 to 7
J | COUNTY-OTHER, BANDERA | J | BANDERA RIVER RANCH #1 - WATER LOSS AUDIT AND MAIN-LINE REPAIR | MUNICIPAL CONSERVATION | bar: 1 to 7
J | COUNTY-OTHER, BANDERA | J | BCRAGD - ADDITIONAL WELLS TO HELP MEDINA LAKE AREA | GROUNDWATER WELLS AND OTHER | 27 | 27 | 27 | 27 | 27 | 27
J | COUNTY-OTHER, BANDERA | J | BCRAGD - ADDITIONAL WELLS TO PROVIDE EMERGENCY SUPPLY TO VFD | GROUNDWATER WELLS AND OTHER | 189 | 189 | 189 | 189 | 189 | 189
J | COUNTY-OTHER, BANDERA | J | BCRAGD - VEGETATIVE MANAGEMENT | OTHER STRATEGIES | 0 | 0 | 0 | 0 | 0 | 0
J | COUNTY-OTHER, BANDERA | J | DROUGHT MANAGEMENT (BCRAGD) | DROUGHT MANAGEMENT | 496 | 551 | 580 | 590 | 598 | 603
J | COUNTY-OTHER, BANDERA | J | MEDINA WSC - WATER LOSS AUDIT AND MAIN-LINE REPAIR | MUNICIPAL CONSERVATION | bar: 1 to 7
J | COUNTY-OTHER, EDWARDS | J | BARKSDALE WSC - ADDITIONAL GROUNDWATER WELL | GROUNDWATER WELLS AND OTHER | 54 | 54 | 54 | 54 | 54 | 54
J | COUNTY-OTHER, EDWARDS | J | BARKSDALE WSC - WATER LOSS AUDIT AND MAIN-LINE REPAIR | MUNICIPAL CONSERVATION | bar: 1 to 7
J | COUNTY-OTHER, EDWARDS | J | EDWARDS COUNTY OTHER - VEGETATIVE MANAGEMENT - ARUNDO DONAX | OTHER STRATEGIES | 0 | 0 | 0 | 0 | 0 | 0
J | COUNTY-OTHER, KERR | J | CCP/UGRA - ELLENBURGER AQUIFER WATER SUPPLY WELL | GROUNDWATER WELLS AND OTHER | 108 | 108 | 108 | 108 | 108 | 108
J | COUNTY-OTHER, KERR | J | CCP/UGRA - WELL FIELD FOR DENSE, RURAL AREAS | GROUNDWATER WELLS AND OTHER | 994 | 994 | 994 | 994 | 994 | 994
J | COUNTY-OTHER, KERR | J | CENTER POINT WWW - WATER LOSS AUDIT AND MAIN-LINE REPAIR | MUNICIPAL CONSERVATION | bar: 1 to 7
J | COUNTY-OTHER, KERR | J | EKC/UGRA - ACQUISITION OF SURFACE WATER RIGHTS | OTHER SURFACE WATER | 1029 | 1029 | 1029 | 1029 | 1029 | 1029
J | COUNTY-OTHER, KERR | J | EKC/UGRA - ASR FACILITY | AQUIFER STORAGE AND RECOVERY | 1124 | 1124 | 1124 | 1124 | 1124 | 1124
J | COUNTY-OTHER, KERR | J | EKC/UGRA - CONSTRUCTION OF AN OFF-CHANNEL SURFACE WATER STORAGE | OTHER SURFACE WATER | 1121 | 1121 | 1121 | 1121 | 1121 | 1121
J | COUNTY-OTHER, KERR | J | EKC/UGRA - CONSTRUCTION OF SURFACE WATER TREATMENT FACILITIES AND DISTRIBUTION LINES | OTHER SURFACE WATER | 15 | 15 | 15 | 15 | 15 | 15
J | COUNTY-OTHER, KERR | J | HILLS AND DALES WWW - WATER LOSS AUDIT AND MAIN-LINE REPAIR | MUNICIPAL CONSERVATION | bar: 1 to 7
J | COUNTY-OTHER, KERR | J | KERR COUNTY OTHER - VEGETATIVE MANAGEMENT - ASHE JUNIPER | OTHER STRATEGIES | 0 | 0 | 0 | 0 | 0 | 0
J | COUNTY-OTHER, KERR | J | MUNICIPAL AND COUNTY OTHER CONSERVATION FOR UGRA | MUNICIPAL CONSERVATION | 15 | 15 | 15 | 16 | 16 | 16
J | COUNTY-OTHER, KERR | J | RUSTIC HILLS WATER - WATER LOSS AUDIT AND MAIN-LINE REPAIR | MUNICIPAL CONSERVATION | bar: 1 to 7
J | COUNTY-OTHER, KERR | J | VERDE PARK ESTATES WWW - WATER LOSS AUDIT AND MAIN-LINE REPAIR | MUNICIPAL CONSERVATION | bar: 1 to 7
J | COUNTY-OTHER, KINNEY | J | KINNEY COUNTY OTHER - VEGETATIVE MANAGEMENT - ARUNDO DONAX | OTHER STRATEGIES | 0 | 0 | 0 | 0 | 0 | 0
J | COUNTY-OTHER, REAL | J | CITY OF LEAKEY - ADDITIONAL GROUNDWATER WELL | GROUNDWATER WELLS AND OTHER | 91 | 91 | 91 | 91 | 91 | 91
J | COUNTY-OTHER, REAL | J | CITY OF LEAKEY - INTERCONNECTIONS BETWEEN WELLS | GROUNDWATER WELLS AND OTHER | 81 | 81 | 81 | 81 | 81 | 81
J | COUNTY-OTHER, REAL | J | CITY OF LEAKEY - WATER LOSS AUDIT AND MAIN-LINE REPAIR | MUNICIPAL CONSERVATION | bar: 1 to 7
J | COUNTY-OTHER, REAL | J | OAKMONT SADDLE WSC - ADDITIONAL GROUNDWATER WELL | GROUNDWATER WELLS AND OTHER | 54 | 54 | 54 | 54 | 54 | 54
J | COUNTY-OTHER, REAL | J | REAL COUNTY OTHER - VEGETATIVE MANAGMENT (ARUNDO DONAX) | OTHER STRATEGIES | 0 | 0 | 0 | 0 | 0 | 0
J | COUNTY-OTHER, REAL | J | REAL WSC - WATER LOSS AUDIT AND MAIN-LINE REPAIR | MUNICIPAL CONSERVATION | 2 | 2 | 2 | 2 | 2 | 2
J | COUNTY-OTHER, VAL VERDE | J | VAL VERDE COUNTY OTHER - VEGETATIVE MANAGEMENT (ARUNDO DONAX) | OTHER STRATEGIES | 0 | 0 | 0 | 0 | 0 | 0
J | DEL RIO | J | CITY OF DEL RIO - DEVELOP A WASTEWATER REUSE PROGRAM | OTHER SURFACE WATER | 3092 | 3092 | 3092 | 3092 | 3092 | 3092
J | DEL RIO | J | CITY OF DEL RIO - RENOVATE, DRILL & EQUIP NEW WELL, CONNECT TO DISTRIBUTION SYSTEM | GROUNDWATER WELLS AND OTHER | 850 | 850 | 850 | 850 | 850 | 850
J | DEL RIO | J | CITY OF DEL RIO - WATER LOSS AUDIT AND MAIN-LINE REPAIR | MUNICIPAL CONSERVATION | 119 | 119 | 119 | 119 | 119 | 119
J | DEL RIO | J | CITY OF DEL RIO - WATER TREATMENT PLANT EXPANSION | GROUNDWATER WELLS AND OTHER | 943 | 943 | 943 | 943 | 943 | 943
J | FORT CLARK SPRINGS MUD | J | FORT CLARK SPRINGS MUD - INCREASE STORAGE FACILITY | GROUNDWATER WELLS AND OTHER | 620 | 620 | 620 | 620 | 620 | 620
J | IRRIGATION, BANDERA | J | BANDERA COUNTY IRRIGATION - ADDITIONAL GROUNDWATER WELLS | GROUNDWATER WELLS AND OTHER | 130 | 130 | 130 | 130 | 130 | 130
J | IRRIGATION, KERR | J | KERR COUNTY IRRIGATION - ADDITIONAL GROUNDWATER WELL | GROUNDWATER WELLS AND OTHER | 20 | 20 | 20 | 20 | 20 | 20
J | KERRVILLE | J | CITY OF KERRVILLE - INCREASE WASTEWATER REUSE | OTHER SURFACE WATER | 5041 | 5041 | 5041 | 5041 | 5041 | 5041
J | KERRVILLE | J | CITY OF KERRVILLE - INCREASED WATER TREATMENT AND ASR CAPACITY | AQUIFER STORAGE AND RECOVERY | 3360 | 3360 | 3360 | 3360 | 3360 | 3360
J | KERRVILLE | J | CITY OF KERRVILLE - PURCHASE WATER FROM UGRA | OTHER SURFACE WATER | 0 | 0 | 0 | 0 | 0 | 0
J | KERRVILLE | J | CITY OF KERRVILLE - WATER LOSS AUDIT AND MAIN-LINE REPAIR | MUNICIPAL CONSERVATION | 147 | 147 | 147 | 147 | 147 | 147
J | LIVESTOCK, BANDERA | J | BANDERA COUNTY LIVESTOCK - ADDITIONAL GROUNDWATER WELL | GROUNDWATER WELLS AND OTHER | 20 | 20 | 20 | 20 | 20 | 20
J | LIVESTOCK, EDWARDS | J | EDWARDS COUNTY LIVESTOCK - ADDITIONAL GROUNDWATER WELLS | GROUNDWATER WELLS AND OTHER | 20 | 20 | 20 | 20 | 20 | 20
J | LIVESTOCK, KERR | J | KERR COUNTY LIVESTOCK - ADDITIONAL GROUNDWATER WELL | GROUNDWATER WELLS AND OTHER | 20 | 20 | 20 | 20 | 20 | 20
J | LIVESTOCK, KERR | J | KERR COUNTY LIVESTOCK - ADDITIONAL GROUNDWATER WELLS | GROUNDWATER WELLS AND OTHER | 108 | 108 | 108 | 108 | 108 | 108
J | LIVESTOCK, KERR | J | KERR COUNTY LIVESTOCK - ADDITIONAL GROUNDWATER WELLS - GUADALUPE RIVER BASIN | GROUNDWATER WELLS AND OTHER | 20 | 20 | 20 | 20 | 20 | 20
J | LIVESTOCK, KINNEY | J | KINNEY COUNTY LIVESTOCK - ADDITIONAL GROUNDWATER WELLS | GROUNDWATER DESALINATION | 22 | 22 | 22 | 22 | 22 | 22
J | LIVESTOCK, REAL | J | REAL COUNTY LIVESTOCK - ADDITIONAL GROUNDWATER WELLS | GROUNDWATER WELLS AND OTHER | 40 | 40 | 40 | 40 | 40 | 40
J | LOMA VISTA WATER SYSTEM | J | LOMA VISTA WSC - ADDITIONAL GROUNDWATER WELL | GROUNDWATER WELLS AND OTHER | 57 | 57 | 57 | 57 | 57 | 57
J | LOMA VISTA WATER SYSTEM | J | LOMA VISTA WSC - CONSERVATION PUBLIC INFORMATION | MUNICIPAL CONSERVATION | 4 | 4 | 4 | 4 | 4 | 4
J | MINING, EDWARDS | J | EDWARDS COUNTY MINING - ADDITIONAL GROUNDWATER WELLS | GROUNDWATER WELLS AND OTHER | 30 | 30 | 30 | 30 | 30 | 30
J | MINING, KERR | J | KERR COUNTY MINING - ADDITIONAL GROUNDWATER WELL | GROUNDWATER WELLS AND OTHER | 30 | 30 | 30 | 30 | 30 | 30
J | MINING, VAL VERDE | J | VAL VERDE COUNTY MINING - ADDITIONAL GROUNDWATER WELL | GROUNDWATER WELLS AND OTHER | 80 | 80 | 80 | 80 | 80 | 80
J | ROCKSPRINGS | J | CITY OF ROCKSPRINGS - ADDITIONAL GROUNDWATER WELL | GROUNDWATER WELLS AND OTHER | 121 | 121 | 121 | 121 | 121 | 121
J | ROCKSPRINGS | J | CITY OF ROCKSPRINGS - WATER LOSS AUDIT AND MAIN-LINE REPAIR | MUNICIPAL CONSERVATION | bar: 1 to 7
K | AQUA WSC | K | DROUGHT MANAGEMENT | DROUGHT MANAGEMENT | 1549 | 1960 | 2502 | 3248 | 4254 | 5639
K | AQUA WSC | K | EXPANSION OF CURRENT GROUNDWATER SUPPLIES - CARRIZO-WILCOX AQUIFER | GROUNDWATER WELLS AND OTHER | 2500 | 2500 | 4000 | 4000 | 4000 | 4000
K | AQUA WSC | K | LCRA - PRAIRIE SITE RESERVOIR | NEW MAJOR RESERVOIR | 0 | 0 | 5000 | 5000 | 10000 | 15000
K | AQUA WSC | K | MUNICIPAL CONSERVATION - AQUA WSC | MUNICIPAL CONSERVATION | 704 | 1006 | 1066 | 1235 | 1623 | 2130
K | AUSTIN | K | CITY OF AUSTIN - AQUIFER STORAGE AND RECOVERY | AQUIFER STORAGE AND RECOVERY | 10000 | 25000 | 25000 | 50000 | 50000 | 50000
K | AUSTIN | K | CITY OF AUSTIN - CAPTURE LOCAL INFLOWS TO LADY BIRD LAKE | OTHER SURFACE WATER | 1000 | 1000 | 1000 | 1000 | 1000 | 1000
K | AUSTIN | K | CITY OF AUSTIN - CONSERVATION | MUNICIPAL CONSERVATION | 22969 | 24559 | 28317 | 31220 | 33822 | 36899
K | AUSTIN | K | CITY OF AUSTIN - DIRECT REUSE | OTHER DIRECT REUSE | 5429 | 10429 | 20429 | 22929 | 25429 | 27929
K | AUSTIN | K | CITY OF AUSTIN - INDIRECT POTABLE REUSE THROUGH LADY BIRD LAKE | INDIRECT REUSE | 20000 | 20000 | 20000 | 20000 | 20000 | 20000
K | AUSTIN | K | CITY OF AUSTIN - LAKE AUSTIN OPERATIONS | OTHER SURFACE WATER | 2500 | 2500 | 2500 | 2500 | 2500 | 2500
K | AUSTIN | K | CITY OF AUSTIN - LAKE LONG ENHANCED STORAGE | OTHER SURFACE WATER | 20000 | 20000 | 20000 | 20000 | 20000 | 20000
K | AUSTIN | K | CITY OF AUSTIN - LONGHORN DAM OPERATION IMPROVEMENTS | OTHER SURFACE WATER | 3000 | 3000 | 3000 | 3000 | 3000 | 3000
K | AUSTIN | K | CITY OF AUSTIN - OTHER REUSE | OTHER DIRECT REUSE | 1000 | 1000 | 1500 | 2000 | 2500 | 3000
K | AUSTIN | K | CITY OF AUSTIN - RAINWATER HARVESTING | OTHER STRATEGIES | 83 | 828 | 4141 | 8282 | 12423 | 16564
K | AUSTIN | K | CITY OF AUSTIN RETURN FLOWS | INDIRECT REUSE | 19258 | 17749 | 22990 | 22874 | 26759 | 30312
K | AUSTIN | K | DROUGHT MANAGEMENT | DROUGHT MANAGEMENT | 16516 | 19260 | 22206 | 24484 | 26524 | 28937
K | BARTON CREEK WEST WSC | K | DROUGHT MANAGEMENT | DROUGHT MANAGEMENT | 65 | 64 | 64 | 63 | 63 | 63
K | BARTON CREEK WEST WSC | K | MUNICIPAL CONSERVATION - BARTON CREEK WEST WSC | MUNICIPAL CONSERVATION | 42 | 77 | 108 | 122 | 137 | 152
K | BASTROP | K | DEVELOPMENT OF NEW GROUNDWATER SUPPLIES - CARRIZO-WILCOX AQUIFER | GROUNDWATER WELLS AND OTHER | 300 | 300 | 300 | 300 | 300 | 0
K | BASTROP | K | DIRECT REUSE - BASTROP | OTHER DIRECT REUSE | 0 | 0 | 300 | 600 | 1120 | 1120
K | BASTROP | K | DROUGHT MANAGEMENT | DROUGHT MANAGEMENT | 294 | 390 | 517 | 692 | 930 | 1248
K | BASTROP | K | LCRA - LANE CITY RESERVOIR | NEW MAJOR RESERVOIR | 0 | 0 | 0 | 2500 | 2500 | 2500
K | BASTROP | K | MUNICIPAL CONSERVATION - BASTROP | MUNICIPAL CONSERVATION | 195 | 440 | 688 | 1084 | 1459 | 1958
K | BASTROP COUNTY WCID #2 | K | DROUGHT MANAGEMENT | DROUGHT MANAGEMENT | 19 | 27 | 38 | 53 | 74 | 102
K | BASTROP COUNTY WCID #2 | K | EXPANSION OF CURRENT GROUNDWATER SUPPLIES - CARRIZO-WILCOX AQUIFER | GROUNDWATER WELLS AND OTHER | 0 | 0 | 0 | 0 | 550 | 550
K | BAY CITY | K | DROUGHT MANAGEMENT | DROUGHT MANAGEMENT | 568 | 579 | 582 | 591 | 599 | 606
K | BAY CITY | K | MUNICIPAL CONSERVATION - BAY CITY | MUNICIPAL CONSERVATION | 252 | 199 | 114 | 94 | 95 | 96
K | BEE CAVE | K | DROUGHT MANAGEMENT | DROUGHT MANAGEMENT | 355 | 409 | 459 | 516 | 567 | 614
K | BEE CAVE | K | LCRA - LANE CITY RESERVOIR | NEW MAJOR RESERVOIR | 300 | 300 | 600 | 600 | 800 | 800
K | BEE CAVE | K | MUNICIPAL CONSERVATION - BEE CAVE VILLAGE | MUNICIPAL CONSERVATION | 175 | 374 | 608 | 863 | 1136 | 1323
K | BERTRAM | K | DROUGHT MANAGEMENT | DROUGHT MANAGEMENT | 62 | 73 | 83 | 93 | 102 | 109
K | BERTRAM | K | EXPANSION OF CURRENT GROUNDWATER SUPPLIES - ELLENBURGER-SAN SABA AQUIFER | GROUNDWATER WELLS AND OTHER | 180 | 180 | 180 | 180 | 180 | 180
K | BERTRAM | K | LCRA - LANE CITY RESERVOIR | NEW MAJOR RESERVOIR | 500 | 884 | 884 | 884 | 884 | 884
K | BERTRAM | K | MUNICIPAL CONSERVATION - BERTRAM | MUNICIPAL CONSERVATION | 41 | 64 | 91 | 126 | 164 | 204
K | BLANCO | K | DROUGHT MANAGEMENT | DROUGHT MANAGEMENT | 55 | 63 | 68 | 71 | 73 | 74
K | BLANCO | K | MUNICIPAL CONSERVATION - BLANCO | MUNICIPAL CONSERVATION | 19 | 32 | 28 | 26 | 27 | 27
K | BRIARCLIFF | K | DROUGHT MANAGEMENT | DROUGHT MANAGEMENT | 26 | 30 | 33 | 37 | 40 | 44
K | BUDA | K | DIRECT REUSE - BUDA | OTHER DIRECT REUSE | 2240 | 2240 | 1740 | 1740 | 1740 | 1740
K | BUDA | K | DROUGHT MANAGEMENT | DROUGHT MANAGEMENT | 177 | 251 | 342 | 456 | 586 | 734
K | BUDA | K | EDWARDS / MIDDLE TRINITY ASR | AQUIFER STORAGE AND RECOVERY | 0 | 600 | 600 | 600 | 600 | 600
K | BUDA | K | HCPUA PIPELINE - REGION K RECOMMENDED | GROUNDWATER WELLS AND OTHER | 0 | 667 | 1690 | 2467 | 2467 | 2467
K | BUDA | K | MUNICIPAL CONSERVATION - BUDA | MUNICIPAL CONSERVATION | 88 | 206 | 434 | 552 | 709 | 888
K | BUDA | K | SALINE EDWARDS ASR | AQUIFER STORAGE AND RECOVERY | 0 | 100 | 100 | 100 | 100 | 100
K | BUDA | K | SALINE EDWARDS ASR (SALINE) | AQUIFER STORAGE AND RECOVERY | 0 | 400 | 400 | 400 | 400 | 400
K | BURNET | K | DROUGHT MANAGEMENT | DROUGHT MANAGEMENT | 370 | 441 | 500 | 559 | 612 | 658
K | BURNET | K | LCRA - LANE CITY RESERVOIR | NEW MAJOR RESERVOIR | 1000 | 2000 | 2000 | 2000 | 2000 | 2000
K | BURNET | K | MUNICIPAL CONSERVATION - BURNET | MUNICIPAL CONSERVATION | 184 | 282 | 405 | 571 | 740 | 917
K | COLUMBUS | K | DROUGHT MANAGEMENT | DROUGHT MANAGEMENT | 170 | 175 | 178 | 185 | 191 | 197
K | COLUMBUS | K | MUNICIPAL CONSERVATION - COLUMBUS | MUNICIPAL CONSERVATION | 112 | 206 | 296 | 347 | 404 | 464
K | COTTONWOOD SHORES | K | DROUGHT MANAGEMENT | DROUGHT MANAGEMENT | 45 | 54 | 61 | 68 | 74 | 80
K | COTTONWOOD SHORES | K | LCRA - LANE CITY RESERVOIR | NEW MAJOR RESERVOIR | 376 | 700 | 700 | 700 | 700 | 700
K | COTTONWOOD SHORES | K | MUNICIPAL CONSERVATION - COTTONWOOD SHORES | MUNICIPAL CONSERVATION | 22 | 21 | 20 | 19 | 21 | 23
K | COUNTY-OTHER, BASTROP | K | DROUGHT MANAGEMENT | DROUGHT MANAGEMENT | 281 | 338 | 413 | 517 | 657 | 845
K | COUNTY-OTHER, BASTROP | K | EXPANSION OF CURRENT GROUNDWATER SUPPLIES - CARRIZO-WILCOX AQUIFER | GROUNDWATER WELLS AND OTHER | 60 | 60 | 60 | 60 | 60 | 0
K | COUNTY-OTHER, BASTROP | K | MUNICIPAL CONSERVATION - BASTROP COUNTY-OTHER | MUNICIPAL CONSERVATION | 92 | 196 | 344 | 414 | 527 | 677
K | COUNTY-OTHER, BLANCO | K | BRUSH CONTROL | OTHER STRATEGIES | 425 | 425 | 425 | 425 | 425 | 425
K | COUNTY-OTHER, BLANCO | K | DROUGHT MANAGEMENT | DROUGHT MANAGEMENT | 144 | 166 | 179 | 185 | 190 | 193
K | COUNTY-OTHER, BLANCO | K | EXPANSION OF CURRENT GROUNDWATER SUPPLIES - ELLENBURGER-SAN SABA AQUIFER | GROUNDWATER WELLS AND OTHER | 0 | 0 | 0 | 55 | 55 | 55
K | COUNTY-OTHER, BLANCO | K | EXPANSION OF CURRENT GROUNDWATER SUPPLIES - HICKORY AQUIFER | GROUNDWATER WELLS AND OTHER | 0 | 0 | 0 | 55 | 55 | 55
K | COUNTY-OTHER, BURNET | K | BRUSH CONTROL | OTHER STRATEGIES | 425 | 425 | 425 | 425 | 425 | 425
K | COUNTY-OTHER, BURNET | K | DROUGHT MANAGEMENT | DROUGHT MANAGEMENT | 526 | 566 | 550 | 593 | 646 | 711
K | COUNTY-OTHER, BURNET | K | LCRA - LANE CITY RESERVOIR | NEW MAJOR RESERVOIR | 2235 | 3813 | 3813 | 3813 | 3813 | 3813
K | COUNTY-OTHER, BURNET | K | MUNICIPAL CONSERVATION - BURNET COUNTY-OTHER | MUNICIPAL CONSERVATION | 60 | 93 | 83 | 80 | 87 | 94
K | COUNTY-OTHER, COLORADO | K | DROUGHT MANAGEMENT | DROUGHT MANAGEMENT | 221 | 223 | 223 | 229 | 237 | 245
K | COUNTY-OTHER, COLORADO | K | EXPANSION OF CURRENT GROUNDWATER SUPPLIES - GULF COAST AQUIFER | GROUNDWATER WELLS AND OTHER | 226 | 226 | 226 | 226 | 226 | 226
K | COUNTY-OTHER, FAYETTE | K | DROUGHT MANAGEMENT | DROUGHT MANAGEMENT | 186 | 202 | 213 | 225 | 234 | 242
K | COUNTY-OTHER, FAYETTE | K | EXPANSION OF CURRENT GROUNDWATER SUPPLIES - GULF COAST AQUIFER | GROUNDWATER WELLS AND OTHER | 639 | 639 | 639 | 639 | 639 | 639
K | COUNTY-OTHER, GILLESPIE | K | BRUSH CONTROL | OTHER STRATEGIES | 425 | 425 | 425 | 425 | 425 | 425
K | COUNTY-OTHER, GILLESPIE | K | DROUGHT MANAGEMENT | DROUGHT MANAGEMENT | 273 | 284 | 295 | 310 | 327 | 343
K | COUNTY-OTHER, HAYS | K | BRUSH CONTROL | OTHER STRATEGIES | 425 | 425 | 425 | 425 | 425 | 425
K | COUNTY-OTHER, HAYS | K | DROUGHT MANAGEMENT | DROUGHT MANAGEMENT | 466 | 554 | 693 | 852 | 987 | 1121
K | COUNTY-OTHER, HAYS | K | EDWARDS / MIDDLE TRINITY ASR | AQUIFER STORAGE AND RECOVERY | 0 | 200 | 200 | 200 | 200 | 200
K | COUNTY-OTHER, HAYS | L | GBRA - MBWSP - SURFACE WATER W/ ASR (OPTION 3C) | AQUIFER STORAGE AND RECOVERY | 0 | 0 | 0 | 0 | 2029 | 7220
K | COUNTY-OTHER, HAYS | K | HAYS COUNTY PIPELINE - REGION K RECOMMENDED | GROUNDWATER WELLS AND OTHER | 0 | 2000 | 2000 | 2000 | 2000 | 2000
K | COUNTY-OTHER, HAYS | K | SALINE EDWARDS ASR | AQUIFER STORAGE AND RECOVERY | 0 | 100 | 100 | 100 | 100 | 100
K | COUNTY-OTHER, HAYS | K | SALINE EDWARDS ASR (SALINE) | AQUIFER STORAGE AND RECOVERY | 0 | 100 | 100 | 100 | 100 | 100
K | COUNTY-OTHER, HAYS | L | TWA REGIONAL CARRIZO AQUIFER DEVELOPMENT | GROUNDWATER WELLS AND OTHER | 0 | 0 | 0 | 1169 | 4685 | 4388
K | COUNTY-OTHER, HAYS | L | TWA TRINITY AQUIFER DEVELOPMENT | GROUNDWATER WELLS AND OTHER | 0 | 0 | 0 | 0 | 0 | 1263
K | COUNTY-OTHER, HAYS | L | VISTA RIDGE PROJECT | GROUNDWATER WELLS AND OTHER | 3781 | 5000 | 5000 | 5000 | 5000 | 5000
K | COUNTY-OTHER, LLANO | K | BRUSH CONTROL | OTHER STRATEGIES | 425 | 425 | 425 | 425 | 425 | 425
K | COUNTY-OTHER, LLANO | K | DROUGHT MANAGEMENT | DROUGHT MANAGEMENT | 31 | 28 | 28 | 28 | 27 | 25
K | COUNTY-OTHER, MATAGORDA | K | DROUGHT MANAGEMENT | DROUGHT MANAGEMENT | 81 | 81 | 81 | 81 | 81 | 83
K | COUNTY-OTHER, MILLS | K | BRUSH CONTROL | OTHER STRATEGIES | 425 | 425 | 425 | 425 | 425 | 425
K | COUNTY-OTHER, MILLS | K | DROUGHT MANAGEMENT | DROUGHT MANAGEMENT | 77 | 77 | 75 | 78 | 81 | 84
K | COUNTY-OTHER, SAN SABA | K | BRUSH CONTROL | OTHER STRATEGIES | 425 | 425 | 425 | 425 | 425 | 425
K | COUNTY-OTHER, SAN SABA | K | DROUGHT MANAGEMENT | DROUGHT MANAGEMENT | 47 | 48 | 47 | 46 | 47 | 48
K | COUNTY-OTHER, TRAVIS | K | BRUSH CONTROL | OTHER STRATEGIES | 425 | 425 | 425 | 425 | 425 | 425
K | COUNTY-OTHER, WHARTON | K | DROUGHT MANAGEMENT | DROUGHT MANAGEMENT | 299 | 306 | 310 | 322 | 333 | 343
K | CREEDMOOR-MAHA WSC | K | DROUGHT MANAGEMENT | DROUGHT MANAGEMENT | 30 | 34 | 38 | 42 | 46 | 51
K | CREEDMOOR-MAHA WSC | K | LCRA - MID BASIN RESERVOIR | NEW MAJOR RESERVOIR | 0 | 400 | 400 | 400 | 400 | 400
K | CREEDMOOR-MAHA WSC | K | SALINE EDWARDS ASR | AQUIFER STORAGE AND RECOVERY | 0 | 101 | 101 | 101 | 101 | 101
K | CREEDMOOR-MAHA WSC | K | SALINE EDWARDS ASR (SALINE) | AQUIFER STORAGE AND RECOVERY | 0 | 199 | 199 | 199 | 199 | 199
K | DRIPPING SPRINGS | K | DROUGHT MANAGEMENT | DROUGHT MANAGEMENT | 96 | 107 | 122 | 141 | 163 | 188
K | DRIPPING SPRINGS | K | HAYS COUNTY PIPELINE - REGION K RECOMMENDED | GROUNDWATER WELLS AND OTHER | 0 | 0 | 0 | 0 | 134 | 407
K | DRIPPING SPRINGS | K | MUNICIPAL CONSERVATION - DRIPPING SPRINGS | MUNICIPAL CONSERVATION | 48 | 67 | 98 | 141 | 195 | 262
K | DRIPPING SPRINGS | K | WATER PURCHASE | OTHER SURFACE WATER | 0 | 31 | 104 | 198 | 173 | 0
K | DRIPPING SPRINGS WSC | K | DROUGHT MANAGEMENT | DROUGHT MANAGEMENT | 107 | 136 | 172 | 218 | 271 | 330
K | DRIPPING SPRINGS WSC | K | HAYS COUNTY PIPELINE - REGION K RECOMMENDED | GROUNDWATER WELLS AND OTHER | 0 | 1000 | 1000 | 1000 | 866 | 593
K | DRIPPING SPRINGS WSC | K | MUNICIPAL CONSERVATION - DRIPPING SPRINGS WSC | MUNICIPAL CONSERVATION | 54 | 124 | 152 | 187 | 232 | 283
K | EAGLE LAKE | K | DROUGHT MANAGEMENT | DROUGHT MANAGEMENT | 78 | 79 | 79 | 82 | 85 | 87
K | EAST BERNARD | K | DROUGHT MANAGEMENT | DROUGHT MANAGEMENT | 57 | 59 | 61 | 63 | 65 | 67
K | EAST BERNARD | K | MUNICIPAL CONSERVATION - EAST BERNARD | MUNICIPAL CONSERVATION | 19 | 29 | 42 | 56 | 78 | 97
K | ELGIN | K | DROUGHT MANAGEMENT | DROUGHT MANAGEMENT | 233 | 301 | 386 | 500 | 650 | 844
K | ELGIN | K | EXPANSION OF CURRENT GROUNDWATER SUPPLIES - CARRIZO-WILCOX AQUIFER | GROUNDWATER WELLS AND OTHER | 300 | 300 | 0 | 0 | 0 | 0
K | ELGIN | K | LCRA - LANE CITY RESERVOIR | NEW MAJOR RESERVOIR | 0 | 3500 | 3500 | 3500 | 3500 | 3500
K | FAYETTE WSC | K | DROUGHT MANAGEMENT | DROUGHT MANAGEMENT | 113 | 125 | 133 | 141 | 148 | 152
K | FLATONIA | K | DIRECT REUSE - FLATONIA | OTHER DIRECT REUSE | 134 | 149 | 159 | 168 | 176 | 182
K | FLATONIA | K | DROUGHT MANAGEMENT | DROUGHT MANAGEMENT | 51 | 56 | 59 | 63 | 65 | 68
K | FLATONIA | K | EXPANSION OF CURRENT GROUNDWATER SUPPLIES - GULF COAST AQUIFER | GROUNDWATER WELLS AND OTHER | 100 | 100 | 100 | 100 | 100 | 100
K | FLATONIA | K | MUNICIPAL CONSERVATION - FLATONIA | MUNICIPAL CONSERVATION | 17 | 29 | 43 | 60 | 84 | 105
K | FREDERICKSBURG | K | DROUGHT MANAGEMENT | DROUGHT MANAGEMENT | 472 | 499 | 521 | 551 | 580 | 609
K | FREDERICKSBURG | K | MUNICIPAL CONSERVATION - FREDERICKSBURG | MUNICIPAL CONSERVATION | 317 | 599 | 733 | 916 | 1094 | 1301
K | GOLDTHWAITE | K | DROUGHT MANAGEMENT | DROUGHT MANAGEMENT | 53 | 53 | 53 | 55 | 57 | 59
K | GOLDTHWAITE | K | MUNICIPAL CONSERVATION - GOLDTHWAITE | MUNICIPAL CONSERVATION | 10 | 13 | 24 | 38 | 54 | 58
K | GRANITE SHOALS | K | DROUGHT MANAGEMENT | DROUGHT MANAGEMENT | 33 | 38 | 43 | 48 | 53 | 57
K | GRANITE SHOALS | K | LCRA - LANE CITY RESERVOIR | NEW MAJOR RESERVOIR | 0 | 0 | 0 | 250 | 250 | 250
K | HORSESHOE BAY | K | DIRECT REUSE - HORSESHOE BAY | OTHER DIRECT REUSE | 100 | 100 | 100 | 100 | 100 | 100
K | HORSESHOE BAY | K | DROUGHT MANAGEMENT | DROUGHT MANAGEMENT | 651 | 748 | 810 | 860 | 930 | 994
K | HORSESHOE BAY | K | LCRA - LANE CITY RESERVOIR | NEW MAJOR RESERVOIR | 0 | 200 | 550 | 550 | 1050 | 1050
K | HORSESHOE BAY | K | MUNICIPAL CONSERVATION - HORSESHOE BAY | MUNICIPAL CONSERVATION | 264 | 554 | 852 | 1157 | 1501 | 1839
K | IRRIGATION, COLORADO | K | CITY OF AUSTIN RETURN FLOWS | INDIRECT REUSE | 0 | 0 | 466 | 336 | 485 | 0
K | IRRIGATION, COLORADO | K | DROUGHT MANAGEMENT | DROUGHT MANAGEMENT | 29542 | 28746 | 27974 | 27221 | 26489 | 25776
K | IRRIGATION, COLORADO | K | IRRIGATION CONSERVATION - ON FARM | IRRIGATION CONSERVATION | 3521 | 4441 | 5287 | 6049 | 6717 | 7281
K | IRRIGATION, COLORADO | K | IRRIGATION CONSERVATION - OPERATION CONVEYANCE IMPROVEMENTS | IRRIGATION CONSERVATION | 916 | 2904 | 4791 | 6527 | 8092 | 9364
K | IRRIGATION, COLORADO | K | IRRIGATION CONSERVATION - SPRINKLER | IRRIGATION CONSERVATION | 251 | 1221 | 2362 | 2845 | 2845 | 2845
K | IRRIGATION, COLORADO | K | LCRA - INTERRUPTIBLE WATER FOR AGRICULTURE (LCRA WMP AMENDMENTS) | OTHER SURFACE WATER | 25007 | 18363 | 8775 | 4387 | 0 | 0
K | IRRIGATION, MATAGORDA | K | CITY OF AUSTIN RETURN FLOWS | INDIRECT REUSE | 8832 | 9326 | 11356 | 13011 | 14876 | 17560
K | IRRIGATION, MATAGORDA | K | DROUGHT MANAGEMENT | DROUGHT MANAGEMENT | 37244 | 36228 | 35238 | 34276 | 33340 | 32429
K | IRRIGATION, MATAGORDA | K | IRRIGATION CONSERVATION - ON FARM | IRRIGATION CONSERVATION | 9947 | 13109 | 16369 | 19741 | 23234 | 26865
K | IRRIGATION, MATAGORDA | K | IRRIGATION CONSERVATION - OPERATION CONVEYANCE IMPROVEMENTS | IRRIGATION CONSERVATION | 2587 | 8572 | 14836 | 21300 | 27986 | 34548
K | IRRIGATION, MATAGORDA | K | IRRIGATION CONSERVATION - SPRINKLER | IRRIGATION CONSERVATION | 711 | 3604 | 7316 | 9286 | 9286 | 9286
K | IRRIGATION, MATAGORDA | K | LCRA - INTERRUPTIBLE WATER FOR AGRICULTURE (LCRA WMP AMENDMENTS) | OTHER SURFACE WATER | 36997 | 23109 | 9221 | 4611 | 0 | 0
K | IRRIGATION, MILLS | K | DROUGHT MANAGEMENT | DROUGHT MANAGEMENT | 125 | 95 | 65 | 36 | 7 | 0
K | IRRIGATION, MILLS | K | EXPANSION OF CURRENT GROUNDWATER SUPPLIES - TRINITY AQUIFER | GROUNDWATER WELLS AND OTHER | 480 | 480 | 480 | 480 | 480 | 480
K | IRRIGATION, WHARTON | K | CITY OF AUSTIN RETURN FLOWS | INDIRECT REUSE | 6361 | 6494 | 7216 | 7546 | 7546 | 8484
K | IRRIGATION, WHARTON | K | DROUGHT MANAGEMENT | DROUGHT MANAGEMENT | 27855 | 27106 | 26376 | 25666 | 24976 | 24305
K | IRRIGATION, WHARTON | K | IRRIGATION CONSERVATION - ON FARM | IRRIGATION CONSERVATION | 6533 | 8450 | 10343 | 12211 | 14049 | 15853
K | IRRIGATION, WHARTON | P | IRRIGATION CONSERVATION - ON FARM | IRRIGATION CONSERVATION | 41338 | 41338 | 41338 | 41338 | 41338 | 41338
K | IRRIGATION, WHARTON | K | IRRIGATION CONSERVATION - OPERATION CONVEYANCE IMPROVEMENTS | IRRIGATION CONSERVATION | 1698 | 5525 | 9374 | 13175 | 16922 | 20388
K | IRRIGATION, WHARTON | K | IRRIGATION CONSERVATION - SPRINKLER | IRRIGATION CONSERVATION | 467 | 2323 | 4622 | 5743 | 5743 | 5743
K | IRRIGATION, WHARTON | P | IRRIGATION CONSERVATION - TAILWATER RECOVERY | IRRIGATION CONSERVATION | 8429 | 8429 | 8429 | 8429 | 8429 | 8429
K | IRRIGATION, WHARTON | K | LCRA - INTERRUPTIBLE WATER FOR AGRICULTURE (LCRA WMP AMENDMENTS) | OTHER SURFACE WATER | 15876 | 7192 | 1452 | 726 | 0 | 0
K | IRRIGATION, WHARTON | P | LOCAL OFF-CHANNEL RESERVOIR - WHARTON COUNTY (LANE CITY) | NEW MAJOR RESERVOIR | 12000 | 12000 | 12000 | 12000 | 12000 | 12000
K | JOHNSON CITY | K | DROUGHT MANAGEMENT | DROUGHT MANAGEMENT | 71 | 82 | 89 | 92 | 95 | 96
K | JOHNSON CITY | K | EXPANSION OF CURRENT GROUNDWATER SUPPLIES - ELLENBURGER-SAN SABA AQUIFER | GROUNDWATER WELLS AND OTHER | 175 | 175 | 175 | 175 | 175 | 175
K | JOHNSON CITY | K | MUNICIPAL CONSERVATION - JOHNSON CITY | MUNICIPAL CONSERVATION | 18 | 30 | 30 | 28 | 26 | 26
K | JONESTOWN | K | DROUGHT MANAGEMENT | DROUGHT MANAGEMENT | 82 | 86 | 90 | 95 | 99 | 104
K | JONESTOWN | K | MUNICIPAL CONSERVATION - JONESTOWN | MUNICIPAL CONSERVATION | 20 | 36 | 51 | 73 | 96 | 122
K | KINGSLAND WSC | K | DROUGHT MANAGEMENT | DROUGHT MANAGEMENT | 47 | 54 | 53 | 50 | 56 | 60
K | LA GRANGE | K | DROUGHT MANAGEMENT | DROUGHT MANAGEMENT | 130 | 144 | 153 | 161 | 168 | 174
K | LA GRANGE | K | MUNICIPAL CONSERVATION - LA GRANGE | MUNICIPAL CONSERVATION | 42 | 21 | 0 | 0 | 0 | 0
K | LAGO VISTA | K | DROUGHT MANAGEMENT | DROUGHT MANAGEMENT | 374 | 437 | 498 | 566 | 628 | 686
K | LAGO VISTA | K | MUNICIPAL CONSERVATION - LAGO VISTA | MUNICIPAL CONSERVATION | 187 | 301 | 426 | 604 | 773 | 972
K | LAKEWAY | K | DROUGHT MANAGEMENT | DROUGHT MANAGEMENT | 1395 | 1823 | 1819 | 1816 | 1815 | 1815
K | LAKEWAY | K | EXPANSION OF CURRENT GROUNDWATER SUPPLIES - TRINITY AQUIFER | GROUNDWATER WELLS AND OTHER | 500 | 500 | 500 | 500 | 500 | 500
K | LAKEWAY | K | LCRA - LANE CITY RESERVOIR | NEW MAJOR RESERVOIR | 1000 | 1000 | 1000 | 1000 | 1000 | 1000
K | LAKEWAY | K | MUNICIPAL CONSERVATION - LAKEWAY | MUNICIPAL CONSERVATION | 702 | 1652 | 2408 | 3052 | 3640 | 3921
K | LLANO | K | DEVELOPMENT OF NEW GROUNDWATER SUPPLIES - HICKORY AQUIFER | GROUNDWATER WELLS AND OTHER | 200 | 200 | 200 | 200 | 200 | 200
K | LLANO | K | DIRECT REUSE - LLANO | OTHER DIRECT REUSE | 100 | 100 | 100 | 100 | 100 | 100
K | LLANO | K | DROUGHT MANAGEMENT | DROUGHT MANAGEMENT | 129 | 134 | 132 | 128 | 133 | 137
K | LLANO | K | MUNICIPAL CONSERVATION - LLANO | MUNICIPAL CONSERVATION | 88 | 118 | 143 | 169 | 209 | 252
K | LOOP 360 WSC | K | DROUGHT MANAGEMENT | DROUGHT MANAGEMENT | 176 | 183 | 190 | 197 | 204 | 211
K | LOOP 360 WSC | K | MUNICIPAL CONSERVATION - LOOP 360 WSC | MUNICIPAL CONSERVATION | 116 | 224 | 333 | 441 | 546 | 648
K | LOST CREEK MUD | K | DROUGHT MANAGEMENT | DROUGHT MANAGEMENT | 218 | 214 | 211 | 211 | 211 | 211
K | LOST CREEK MUD | K | MUNICIPAL CONSERVATION - LOST CREEK MUD | MUNICIPAL CONSERVATION | 108 | 137 | 171 | 215 | 254 | 294
K | MANOR | K | DROUGHT MANAGEMENT | DROUGHT MANAGEMENT | 171 | 234 | 294 | 362 | 422 | 477
K | MANOR | K | EXPANSION OF CURRENT GROUNDWATER SUPPLIES - TRINITY AQUIFER | GROUNDWATER WELLS AND OTHER | 0 | 600 | 600 | 600 | 600 | 600
K | MANUFACTURING, BASTROP | K | EXPANSION OF CURRENT GROUNDWATER SUPPLIES - CARRIZO-WILCOX AQUIFER | GROUNDWATER WELLS AND OTHER | 55 | 87 | 120 | 151 | 174 | 199
K | MANUFACTURING, FAYETTE | K | EXPANSION OF CURRENT GROUNDWATER SUPPLIES - GULF COAST AQUIFER | GROUNDWATER WELLS AND OTHER | 391 | 391 | 391 | 391 | 391 | 391
K | MANUFACTURING, GILLESPIE | K | EXPANSION OF CURRENT GROUNDWATER SUPPLIES - ELLENBURGER-SAN SABA AQUIFER | GROUNDWATER WELLS AND OTHER | 626 | 626 | 626 | 626 | 626 | 626
K | MANVILLE WSC | K | DROUGHT MANAGEMENT | DROUGHT MANAGEMENT | 448 | 541 | 630 | 733 | 825 | 911
K | MANVILLE WSC | K | EXPANSION OF CURRENT GROUNDWATER SUPPLIES - TRINITY AQUIFER | GROUNDWATER WELLS AND OTHER | 0 | 0 | 0 | 1000 | 1000 | 1000
K | MANVILLE WSC | K | LCRA - MID BASIN RESERVOIR | NEW MAJOR RESERVOIR | 0 | 0 | 0 | 500 | 2000 | 2000
K | MARBLE FALLS | K | DIRECT REUSE - MARBLE FALLS | OTHER DIRECT REUSE | 11 | 11 | 11 | 11 | 11 | 11
K | MARBLE FALLS | K | DROUGHT MANAGEMENT | DROUGHT MANAGEMENT | 466 | 674 | 968 | 1122 | 1225 | 1277
K | MARBLE FALLS | K | LCRA - LANE CITY RESERVOIR | NEW MAJOR RESERVOIR | 500 | 4000 | 4000 | 4000 | 4000 | 4000
K | MARBLE FALLS | K | MUNICIPAL CONSERVATION - MARBLE FALLS | MUNICIPAL CONSERVATION | 234 | 587 | 1016 | 1397 | 1764 | 2059
K | MEADOWLAKES | K | DROUGHT MANAGEMENT | DROUGHT MANAGEMENT | 170 | 204 | 233 | 261 | 286 | 308
K | MEADOWLAKES | K | MUNICIPAL CONSERVATION - MEADOWLAKES | MUNICIPAL CONSERVATION | 84 | 188 | 309 | 443 | 573 | 708
K | MINING, BASTROP | K | DEVELOPMENT OF NEW GROUNDWATER SUPPLIES - CARRIZO-WILCOX AQUIFER | GROUNDWATER WELLS AND OTHER | 0 | 0 | 466 | 466 | 466 | 466
K | MINING, BASTROP | K | DEVELOPMENT OF NEW GROUNDWATER SUPPLIES - QUEEN CITY AQUIFER | GROUNDWATER WELLS AND OTHER | 110 | 306 | 0 | 0 | 0 | 0
K | MINING, BURNET | K | EXPANSION OF CURRENT GROUNDWATER SUPPLIES - ELLENBURGER-SAN SABA AQUIFER | GROUNDWATER WELLS AND OTHER | 1500 | 1500 | 1500 | 1500 | 1500 | 1500
K | MINING, BURNET | K | EXPANSION OF CURRENT GROUNDWATER SUPPLIES - HICKORY AQUIFER | GROUNDWATER WELLS AND OTHER | 0 | 500 | 1000 | 1800 | 1800 | 1800
K | MINING, BURNET | K | EXPANSION OF CURRENT GROUNDWATER SUPPLIES - MARBLE FALLS AQUIFER | GROUNDWATER WELLS AND OTHER | 0 | 0 | 0 | 0 | 1000 | 1500
K | MINING, FAYETTE | K | EXPANSION OF CURRENT GROUNDWATER SUPPLIES - GULF COAST AQUIFER | GROUNDWATER WELLS AND OTHER | 1920 | 1520 | 1061 | 618 | 344 | 344
K | MINING, FAYETTE | K | EXPANSION OF CURRENT GROUNDWATER SUPPLIES - SPARTA AQUIFER | GROUNDWATER WELLS AND OTHER | 66 | 42 | 13 | 0 | 0 | 0
K | MINING, HAYS | K | DIRECT REUSE - BUDA | OTHER DIRECT REUSE | 0 | 0 | 500 | 500 | 500 | 500
K | MINING, HAYS | K | EDWARDS / MIDDLE TRINITY ASR | AQUIFER STORAGE AND RECOVERY | 0 | 100 | 100 | 100 | 100 | 100
K | MINING, HAYS | K | EXPANSION OF CURRENT GROUNDWATER SUPPLIES - TRINITY AQUIFER | GROUNDWATER WELLS AND OTHER | 531 | 761 | 1047 | 1047 | 1047 | 1047
K | MOUNTAIN CITY | L | DROUGHT MANAGEMENT - MOUNTAIN CITY | DROUGHT MANAGEMENT | 1 | 0 | 0 | 0 | 0 | 0
K | MOUNTAIN CITY | K | EDWARDS / MIDDLE TRINITY ASR | AQUIFER STORAGE AND RECOVERY | 0 | 44 | 44 | 44 | 44 | 44
K | MOUNTAIN CITY | L | LOCAL TRINITY AQUIFER DEVELOPMENT | GROUNDWATER WELLS AND OTHER | 60 | 60 | 60 | 60 | 60 | 60
K | MOUNTAIN CITY | L | MUNICIPAL WATER CONSERVATION (RURAL) | MUNICIPAL CONSERVATION | 0 | 0 | 0 | 0 | 0 | 1
K | NORTH AUSTIN MUD #1 | K | DROUGHT MANAGEMENT | DROUGHT MANAGEMENT | 128 | 124 | 121 | 118 | 118 | 118
K | NORTHTOWN MUD | K | DROUGHT MANAGEMENT | DROUGHT MANAGEMENT | 104 | 120 | 135 | 152 | 167 | 180
K | PALACIOS | K | DROUGHT MANAGEMENT | DROUGHT MANAGEMENT | 102 | 104 | 104 | 105 | 107 | 108
K | PFLUGERVILLE | K | DIRECT REUSE - PFLUGERVILLE | OTHER DIRECT REUSE | 500 | 1000 | 2000 | 2000 | 4000 | 4000
K | PFLUGERVILLE | K | DROUGHT MANAGEMENT | DROUGHT MANAGEMENT | 3194 | 4276 | 5311 | 6474 | 7503 | 8463
K | PFLUGERVILLE | K | EXPANSION OF CURRENT GROUNDWATER SUPPLIES - EDWARDS-BFZ AQUIFER | GROUNDWATER WELLS AND OTHER | 0 | 0 | 1000 | 1000 | 1000 | 1000
K | PFLUGERVILLE | K | LCRA - LANE CITY RESERVOIR | NEW MAJOR RESERVOIR | 0 | 0 | 0 | 3000 | 3000 | 4000
K | PFLUGERVILLE | K | LCRA - MID BASIN RESERVOIR | NEW MAJOR RESERVOIR | 0 | 0 | 0 | 0 | 0 | 2000
K | PFLUGERVILLE | K | MUNICIPAL CONSERVATION - PFLUGERVILLE | MUNICIPAL CONSERVATION | 604 | 2105 | 2625 | 3029 | 3514 | 3966
K | POINT VENTURE | K | DROUGHT MANAGEMENT | DROUGHT MANAGEMENT | 52 | 66 | 80 | 96 | 109 | 122
K | POINT VENTURE | K | LCRA - LANE CITY RESERVOIR | NEW MAJOR RESERVOIR | 0 | 100 | 100 | 300 | 300 | 300
K | POINT VENTURE | K | MUNICIPAL CONSERVATION - POINT VENTURE | MUNICIPAL CONSERVATION | 34 | 82 | 139 | 191 | 241 | 301
K | ROLLINGWOOD | K | DROUGHT MANAGEMENT | DROUGHT MANAGEMENT | 58 | 57 | 56 | 56 | 56 | 57
K | ROLLINGWOOD | K | LCRA - MID BASIN RESERVOIR | NEW MAJOR RESERVOIR | 0 | 400 | 400 | 400 | 400 | 400
K | ROLLINGWOOD | K | MUNICIPAL CONSERVATION - ROLLINGWOOD | MUNICIPAL CONSERVATION | 38 | 67 | 79 | 91 | 104 | 118
K | SAN SABA | K | DROUGHT MANAGEMENT | DROUGHT MANAGEMENT | 228 | 236 | 235 | 230 | 235 | 240
K | SAN SABA | K | MUNICIPAL CONSERVATION - SAN SABA | MUNICIPAL CONSERVATION | 114 | 211 | 302 | 377 | 463 | 510
K | SCHULENBURG | K | DROUGHT MANAGEMENT | DROUGHT MANAGEMENT | 110 | 123 | 132 | 139 | 146 | 150
K | SCHULENBURG | K | MUNICIPAL CONSERVATION - SCHULENBURG | MUNICIPAL CONSERVATION | 37 | 63 | 96 | 141 | 188 | 232
K | SHADY HOLLOW MUD | K | DROUGHT MANAGEMENT | DROUGHT MANAGEMENT | 117 | 114 | 111 | 110 | 110 | 110
K | SHADY HOLLOW MUD | K | MUNICIPAL CONSERVATION - SHADY HOLLOW MUD | MUNICIPAL CONSERVATION | 38 | 16 | 0 | 0 | 0 | 0
K | SMITHVILLE | K | DEVELOPMENT OF NEW GROUNDWATER SUPPLIES - QUEEN CITY AQUIFER | GROUNDWATER WELLS AND OTHER | 0 | 0 | 0 | 0 | 0 | 150
K | SMITHVILLE | K | DROUGHT MANAGEMENT | DROUGHT MANAGEMENT | 126 | 161 | 208 | 273 | 362 | 480
K | SMITHVILLE | K | MUNICIPAL CONSERVATION - SMITHVILLE | MUNICIPAL CONSERVATION | 44 | 72 | 76 | 88 | 117 | 155
K | STEAM ELECTRIC POWER, BASTROP | K | LCRA - EXPAND USE OF GROUNDWATER (CARRIZO-WILCOX AQUIFER) | GROUNDWATER WELLS AND OTHER | 300 | 300 | 300 | 300 | 300 | 300
K | STEAM ELECTRIC POWER, FAYETTE | K | CITY OF AUSTIN - LAKE LONG ENHANCED STORAGE | OTHER SURFACE WATER | 2000 | 2000 | 2000 | 2000 | 2000 | 2000
K | STEAM ELECTRIC POWER, FAYETTE | K | LCRA - GROUNDWATER SUPPLY FOR FPP (OFF-SITE) | GROUNDWATER WELLS AND OTHER | 2500 | 2500 | 2500 | 2500 | 2500 | 2500
K | STEAM ELECTRIC POWER, FAYETTE | K | LCRA - GROUNDWATER SUPPLY FOR FPP (ON-SITE) | GROUNDWATER WELLS AND OTHER | 700 | 700 | 700 | 700 | 700 | 700
K | STEAM ELECTRIC POWER, FAYETTE | K | LCRA - LANE CITY RESERVOIR | NEW MAJOR RESERVOIR | 6000 | 7000 | 9000 | 11000 | 13000 | 15000
K | STEAM ELECTRIC POWER, MATAGORDA | K | BLEND BRACKISH SURFACE WATER IN STPNOC RESERVOIR | OTHER SURFACE WATER | 3000 | 3000 | 3000 | 3000 | 3000 | 3000
K | STEAM ELECTRIC POWER, MATAGORDA | K | CITY OF AUSTIN RETURN FLOWS | INDIRECT REUSE | 770 | 710 | 766 | 763 | 764 | 859
K | STEAM ELECTRIC POWER, MATAGORDA | K | LCRA - LANE CITY RESERVOIR | NEW MAJOR RESERVOIR | 22727 | 22727 | 22727 | 22727 | 22727 | 22727
K | STEAM ELECTRIC POWER, TRAVIS | K | CITY OF AUSTIN - DIRECT REUSE | OTHER DIRECT REUSE | 3500 | 7500 | 7500 | 8500 | 9500 | 10500
K | STEAM ELECTRIC POWER, TRAVIS | K | LCRA - MID BASIN RESERVOIR | NEW MAJOR RESERVOIR | 0 | 0 | 0 | 0 | 4543 | 11030
K | STEAM ELECTRIC POWER, WHARTON | K | DEVELOPMENT OF NEW GROUNDWATER SUPPLIES - GULF COAST AQUIFER | GROUNDWATER WELLS AND OTHER | 0 | 0 | 0 | 0 | 200 | 200
K | SUNRISE BEACH VILLAGE | K | DROUGHT MANAGEMENT | DROUGHT MANAGEMENT | 4 | 4 | 4 | 3 | 3 | 3
K | SUNSET VALLEY | K | DEVELOPMENT OF NEW GROUNDWATER SUPPLIES - TRINITY AQUIFER | GROUNDWATER WELLS AND OTHER | 0 | 0 | 200 | 200 | 200 | 200
K | SUNSET VALLEY | K | DROUGHT MANAGEMENT | DROUGHT MANAGEMENT | 116 | 150 | 182 | 218 | 250 | 280
K | SUNSET VALLEY | K | EDWARDS / MIDDLE TRINITY ASR | AQUIFER STORAGE AND RECOVERY | 0 | 200 | 200 | 200 | 200 | 200
K | SUNSET VALLEY | K | LCRA - MID BASIN RESERVOIR | NEW MAJOR RESERVOIR | 0 | 715 | 715 | 715 | 715 | 715
K | SUNSET VALLEY | K | MUNICIPAL CONSERVATION - SUNSET VALLEY | MUNICIPAL CONSERVATION | 38 | 90 | 158 | 241 | 305 | 366
K | THE HILLS | K | DROUGHT MANAGEMENT | DROUGHT MANAGEMENT | 217 | 217 | 216 | 216 | 216 | 216
K | THE HILLS | K | MUNICIPAL CONSERVATION - THE HILLS | MUNICIPAL CONSERVATION | 144 | 272 | 386 | 487 | 581 | 665
K | TRAVIS COUNTY MUD #4 | K | DROUGHT MANAGEMENT | DROUGHT MANAGEMENT | 522 | 602 | 677 | 762 | 837 | 907
K | TRAVIS COUNTY MUD #4 | K | MUNICIPAL CONSERVATION - TRAVIS COUNTY MUD #4 | MUNICIPAL CONSERVATION | 262 | 564 | 912 | 1302 | 1705 | 2114
K | TRAVIS COUNTY WCID #10 | K | DROUGHT MANAGEMENT | DROUGHT MANAGEMENT | 532 | 607 | 679 | 761 | 835 | 905
K | TRAVIS COUNTY WCID #10 | K | LCRA - LANE CITY RESERVOIR | NEW MAJOR RESERVOIR | 0 | 3000 | 3000 | 3000 | 3000 | 3000
K | TRAVIS COUNTY WCID #10 | K | MUNICIPAL CONSERVATION - TRAVIS COUNTY WCID #10 | MUNICIPAL CONSERVATION | 213 | 445 | 707 | 996 | 1316 | 1533
K | TRAVIS COUNTY WCID #17 | K | DROUGHT MANAGEMENT | DROUGHT MANAGEMENT | 1268 | 1508 | 1653 | 1678 | 1722 | 1776
K | TRAVIS COUNTY WCID #17 | K | LCRA - LANE CITY RESERVOIR | NEW MAJOR RESERVOIR | 1000 | 2000 | 2000 | 2000 | 2000 | 2000
K | TRAVIS COUNTY WCID #17 | K | MUNICIPAL CONSERVATION - TRAVIS COUNTY WCID #17 | MUNICIPAL CONSERVATION | 853 | 1825 | 2399 | 2889 | 3325 | 4645
K | TRAVIS COUNTY WCID #18 | K | DROUGHT MANAGEMENT | DROUGHT MANAGEMENT | 168 | 190 | 211 | 236 | 259 | 280
K | TRAVIS COUNTY WCID #18 | K | MUNICIPAL CONSERVATION - TRAVIS COUNTY WCID #18 | MUNICIPAL CONSERVATION | 60 | 95 | 87 | 87 | 96 | 104
K | TRAVIS COUNTY WCID #19 | K | DROUGHT MANAGEMENT | DROUGHT MANAGEMENT | 100 | 99 | 99 | 99 | 99 | 99
K | TRAVIS COUNTY WCID #19 | K | MUNICIPAL CONSERVATION - TRAVIS COUNTY WCID #19 | MUNICIPAL CONSERVATION | 50 | 92 | 131 | 166 | 199 | 229
K | TRAVIS COUNTY WCID #20 | K | DROUGHT MANAGEMENT | DROUGHT MANAGEMENT | 118 | 117 | 117 | 117 | 116 | 116
K | TRAVIS COUNTY WCID #20 | K | MUNICIPAL CONSERVATION - TRAVIS COUNTY WCID #20 | MUNICIPAL CONSERVATION | 59 | 110 | 153 | 197 | 234 | 268
K | VOLENTE | K | DROUGHT MANAGEMENT | DROUGHT MANAGEMENT | 4 | 4 | 5 | 6 | 7 | 7
K | VOLENTE | K | LCRA - LANE CITY RESERVOIR | NEW MAJOR RESERVOIR | 142 | 142 | 142 | 142 | 142 | 142
K | WEIMAR | K | DROUGHT MANAGEMENT | DROUGHT MANAGEMENT | 83 | 85 | 87 | 90 | 92 | 96
K | WEIMAR | K | MUNICIPAL CONSERVATION - WEIMAR | MUNICIPAL CONSERVATION | 56 | 74 | 90 | 117 | 144 | 171
K | WELLS BRANCH MUD | K | DROUGHT MANAGEMENT | DROUGHT MANAGEMENT | 88 | 86 | 85 | 84 | 84 | 84
K | WEST LAKE HILLS | K | DROUGHT MANAGEMENT | DROUGHT MANAGEMENT | 313 | 310 | 308 | 307 | 306 | 306
K | WEST LAKE HILLS | K | LCRA - MID BASIN RESERVOIR | NEW MAJOR RESERVOIR | 0 | 1300 | 1300 | 1300 | 1300 | 1300
K | WEST LAKE HILLS | K | MUNICIPAL CONSERVATION - WEST LAKE HILLS | MUNICIPAL CONSERVATION | 157 | 286 | 398 | 505 | 609 | 700
K | WEST TRAVIS COUNTY PUBLIC UTILITY AGENCY | K | DROUGHT MANAGEMENT | DROUGHT MANAGEMENT | 1292 | 1696 | 2170 | 2757 | 3400 | 4120
K | WEST TRAVIS COUNTY PUBLIC UTILITY AGENCY | K | HAYS COUNTY PIPELINE - REGION K RECOMMENDED | GROUNDWATER WELLS AND OTHER | 0 | 1000 | 1000 | 1000 | 1000 | 1000
K | WEST TRAVIS COUNTY PUBLIC UTILITY AGENCY | K | LCRA - LANE CITY RESERVOIR | NEW MAJOR RESERVOIR | 0 | 700 | 2900 | 3400 | 6200 | 6200
K | WEST TRAVIS COUNTY PUBLIC UTILITY AGENCY | K | MUNICIPAL CONSERVATION - WEST TRAVIS COUNTY PUA | MUNICIPAL CONSERVATION | 639 | 1575 | 2873 | 4665 | 6874 | 9574
K | WHARTON | K | DROUGHT MANAGEMENT | DROUGHT MANAGEMENT | 250 | 259 | 265 | 274 | 283 | 291
K | WHARTON | K | MUNICIPAL CONSERVATION - WHARTON | MUNICIPAL CONSERVATION | 168 | 134 | 176 | 171 | 176 | 182
L | ALAMO HEIGHTS | L | BRACKISH WILCOX GROUNDWATER FOR SAWS | GROUNDWATER DESALINATION | 796 | 848 | 820 | 807 | 805 | 805
L | ALAMO HEIGHTS | L | DROUGHT MANAGEMENT - ALAMO HEIGHTS | DROUGHT MANAGEMENT | 111 | 0 | 0 | 0 | 0 | 0
L | ALAMO HEIGHTS | L | EDWARDS TRANSFERS | GROUNDWATER WELLS AND OTHER | 796 | 848 | 820 | 807 | 805 | 805
L | ALAMO HEIGHTS | L | MUNICIPAL WATER CONSERVATION (SUBURBAN) | MUNICIPAL CONSERVATION | 104 | 280 | 442 | 601 | 755 | 895
L | ASHERTON | L | DROUGHT MANAGEMENT - ASHERTON | DROUGHT MANAGEMENT | 17 | 0 | 0 | 0 | 0 | 0
L | ASHERTON | L | LOCAL CARRIZO AQUIFER DEVELOPMENT | GROUNDWATER WELLS AND OTHER | 0 | 0 | 0 | 0 | 0 | 0
L | ASHERTON | L | MUNICIPAL WATER CONSERVATION (RURAL) | MUNICIPAL CONSERVATION | 82 | 101 | 118 | 123 | 65 | 72
L | ATASCOSA RURAL WSC | L | BRACKISH WILCOX GROUNDWATER FOR SAWS | GROUNDWATER DESALINATION | 1167 | 1446 | 1708 | 1970 | 2218 | 2448
L | ATASCOSA RURAL WSC | L | DROUGHT MANAGEMENT - ATASCOSA RURAL WSC | DROUGHT MANAGEMENT | 80 | 0 | 0 | 0 | 0 | 0
L | ATASCOSA RURAL WSC | L | EDWARDS TRANSFERS | GROUNDWATER WELLS AND OTHER | 1167 | 1146 | 1708 | 1970 | 2218 | 2448
L | ATASCOSA RURAL WSC | L | FACILITIES EXPANSIONS - ATASCOSA RURAL WSC | GROUNDWATER WELLS AND OTHER | 0 | 0 | 0 | 0 | 0 | 0
L | ATASCOSA RURAL WSC | L | MUNICIPAL WATER CONSERVATION (RURAL) | MUNICIPAL CONSERVATION | 0 | 0 | 0 | 0 | 0 | 55
L | BALCONES HEIGHTS | L | MUNICIPAL WATER CONSERVATION (SUBURBAN) | MUNICIPAL CONSERVATION | 0 | 0 | 0 | 0 | 12 | 32
L | BENTON CITY WSC | L | LOCAL CARRIZO AQUIFER DEVELOPMENT | GROUNDWATER WELLS AND OTHER | 0 | 0 | 0 | 0 | 0 | 80
L | BENTON CITY WSC | L | MUNICIPAL WATER CONSERVATION (RURAL) | MUNICIPAL CONSERVATION | 0 | 0 | 0 | 0 | 0 | 57
L | BIG WELLS | L | MUNICIPAL WATER CONSERVATION (RURAL) | MUNICIPAL CONSERVATION | 41 | 38 | 33 | 31 | 8 | 11
L | BOERNE | L | LOCAL TRINITY AQUIFER DEVELOPMENT | GROUNDWATER WELLS AND OTHER | 0 | 0 | 0 | 1000 | 1000 | 1000
L | BOERNE | L | MUNICIPAL WATER CONSERVATION (RURAL) | MUNICIPAL CONSERVATION | 136 | 484 | 985 | 1513 | 1888 | 2294
L | BOERNE | L | WESTERN CANYON EXPANSION | OTHER SURFACE WATER | 0 | 0 | 0 | 0 | 639 | 1613
L | BULVERDE | L | MUNICIPAL WATER CONSERVATION (SUBURBAN) | MUNICIPAL CONSERVATION | 0 | 0 | 0 | 1 | 32 | 71
L | CANYON LAKE WATER SERVICE COMPANY | K | DROUGHT MANAGEMENT | DROUGHT MANAGEMENT | 19 | 23 | 24 | 25 | 26 | 27
L | CANYON LAKE WATER SERVICE COMPANY | L | MUNICIPAL WATER CONSERVATION (RURAL) | MUNICIPAL CONSERVATION | 0 | 0 | 0 | 75 | 321 | 638
L | CANYON LAKE WATER SERVICE COMPANY | L | TWA REGIONAL CARRIZO AQUIFER DEVELOPMENT | GROUNDWATER WELLS AND OTHER | 0 | 671 | 2373 | 4095 | 5814 | 7468
L | CARRIZO SPRINGS | L | DROUGHT MANAGEMENT - CARRIZO SPRINGS | DROUGHT MANAGEMENT | 114 | 0 | 0 | 0 | 0 | 0
L | CARRIZO SPRINGS | L | LOCAL CARRIZO AQUIFER DEVELOPMENT | GROUNDWATER WELLS AND OTHER | 0 | 0 | 0 | 0 | 0 | 0
L | CARRIZO SPRINGS | L | MUNICIPAL WATER CONSERVATION (RURAL) | MUNICIPAL CONSERVATION | 579 | 715 | 809 | 939 | 629 | 765
L | CASTROVILLE | L | DROUGHT MANAGEMENT - CASTROVILLE | DROUGHT MANAGEMENT | 40 | 0 | 0 | 0 | 0 | 0
L | CASTROVILLE | L | EDWARDS TRANSFERS | GROUNDWATER WELLS AND OTHER | 224 | 217 | 210 | 208 | 211 | 214
L | CASTROVILLE | L | LOCAL LEONA GRAVEL AQUIFER DEVELOPMENT | GROUNDWATER WELLS AND OTHER | 225 | 225 | 225 | 225 | 225 | 225
L | CASTROVILLE | L | MUNICIPAL WATER CONSERVATION (RURAL) | MUNICIPAL CONSERVATION | 44 | 104 | 159 | 214 | 268 | 319
L | CHARLOTTE | L | MUNICIPAL WATER CONSERVATION (RURAL) | MUNICIPAL CONSERVATION | 9 | 28 | 33 | 44 | 58 | 74
L | CHINA GROVE | L | MUNICIPAL WATER CONSERVATION (SUBURBAN) | MUNICIPAL CONSERVATION | 13 | 40 | 71 | 107 | 138 | 155
L | CIBOLO | L | CIBOLO VALLEY LGC CARRIZO PROJECT | GROUNDWATER WELLS AND OTHER | 0 | 0 | 1118 | 4740 | 5196 | 5196
L | CIBOLO | L | CIBOLO VALLEY LGC CARRIZO PROJECT (DEMAND REDUCTION) | GROUNDWATER WELLS AND OTHER | 0 | 2116 | 2323 | 0 | 0 | 0
L | CIBOLO | L | CRWA WELLS RANCH PROJECT PHASE II | GROUNDWATER WELLS AND OTHER | 0 | 0 | 0 | 0 | 261 | 2172
L | CIBOLO | L | DROUGHT MANAGEMENT - CIBOLO | DROUGHT MANAGEMENT | 267 | 0 | 0 | 0 | 0 | 0
L | CIBOLO | L | HAYS/CALDWELL PUA PROJECT | GROUNDWATER WELLS AND OTHER | 1781 | 1781 | 1781 | 1781 | 1781 | 1781
L | CIBOLO | L | MUNICIPAL WATER CONSERVATION (SUBURBAN) | MUNICIPAL CONSERVATION | 0 | 0 | 48 | 297 | 609 | 975
L | CONVERSE | L | DROUGHT MANAGEMENT - CONVERSE | DROUGHT MANAGEMENT | 127 | 0 | 0 | 0 | 0 | 0
L | CONVERSE | L | EDWARDS TRANSFERS | GROUNDWATER WELLS AND OTHER | 903 | 1111 | 1297 | 1272 | 1265 | 1264
L | CONVERSE | L | HAYS/CALDWELL PUA PROJECT | GROUNDWATER WELLS AND OTHER | 903 | 1111 | 1297 | 1272 | 1265 | 1264
L | CONVERSE | L | MUNICIPAL WATER CONSERVATION (SUBURBAN) | MUNICIPAL CONSERVATION | 0 | 0 | 0 | 0 | 0 | 9
L | COTULLA | L | LOCAL CARRIZO AQUIFER WITH CONVERSION | GROUNDWATER WELLS AND OTHER | 0 | 16 | 155 | 323 | 323 | 323
L | COTULLA | L | MUNICIPAL WATER CONSERVATION (RURAL) | MUNICIPAL CONSERVATION | 531 | 666 | 798 | 972 | 577 | 721
L | COUNTY LINE WSC | L | BRACKISH WILCOX GROUNDWATER FOR CRWA | GROUNDWATER DESALINATION | 0 | 0 | 0 | 251 | 440 | 641
L | COUNTY LINE WSC | L | CRWA SIESTA PROJECT | DIRECT POTABLE REUSE; OTHER SURFACE WATER | 0 | 0 | 78 | 0 | 0 | 0
L | COUNTY LINE WSC | L | REUSE - KYLE/COUNTY LINE WSC | OTHER DIRECT REUSE | 50 | 50 | 50 | 50 | 50 | 50
L | COUNTY-OTHER, BEXAR | L | BRACKISH WILCOX GROUNDWATER FOR SAWS | GROUNDWATER DESALINATION | 0 | 0 | 0 | 1898 | 2113 | 1823
L | COUNTY-OTHER, BEXAR | L | EXPANDED LOCAL CARRIZO FOR SAWS | GROUNDWATER WELLS AND OTHER | 0 | 0 | 0 | 0 | 1969 | 4225
L | COUNTY-OTHER, BEXAR | L | MUNICIPAL WATER CONSERVATION (RURAL) | MUNICIPAL CONSERVATION | 223 | 749 | 1281 | 1807 | 2419 | 3088
L | COUNTY-OTHER, CALDWELL | L | MUNICIPAL WATER CONSERVATION (RURAL) | MUNICIPAL CONSERVATION | 0 | 0 | 0 | 0 | 0 | 2
L | COUNTY-OTHER, DEWITT | L | MUNICIPAL WATER CONSERVATION (RURAL) | MUNICIPAL CONSERVATION | 40 | 0 | 0 | 0 | 0 | 0
L | COUNTY-OTHER, DIMMIT | L | IRRIGATION SURFACE WATER RIGHT CONVERSION - DIMMIT CO | OTHER SURFACE WATER | 297 | 326 | 340 | 362 | 171 | 184
L | COUNTY-OTHER, DIMMIT | L | MUNICIPAL WATER CONSERVATION (RURAL) | MUNICIPAL CONSERVATION | 109 | 99 | 77 | 64 | 0 | 5
L | COUNTY-OTHER, FRIO | L | MUNICIPAL WATER CONSERVATION (RURAL) | MUNICIPAL CONSERVATION | 0 | 0 | 0 | 0 | 0 | 2
L | COUNTY-OTHER, GOLIAD | L | MUNICIPAL WATER CONSERVATION (RURAL) | MUNICIPAL CONSERVATION | 221 | 232 | 213 | 161 | 0 | 0
L | COUNTY-OTHER, GUADALUPE | L | MUNICIPAL WATER CONSERVATION (RURAL) | MUNICIPAL CONSERVATION | 0 | 0 | 0 | 0 | 27 | 79
L | COUNTY-OTHER, KARNES | L | MUNICIPAL WATER CONSERVATION (RURAL) | MUNICIPAL CONSERVATION | 7 | 16 | 15 | 17 | 15 | 29
L | COUNTY-OTHER, KENDALL | L | MUNICIPAL WATER CONSERVATION (RURAL) | MUNICIPAL CONSERVATION | 0 | 0 | 0 | 0 | 0 | 13
L | COUNTY-OTHER, LA SALLE | L | LOCAL CARRIZO AQUIFER WITH CONVERSION | GROUNDWATER WELLS AND OTHER | 22 | 56 | 90 | 133 | 133 | 133
L | COUNTY-OTHER, LA SALLE | L | MUNICIPAL WATER CONSERVATION (RURAL) | MUNICIPAL CONSERVATION | 107 | 104 | 100 | 107 | 0 | 5
L | COUNTY-OTHER, MEDINA | L | MUNICIPAL WATER CONSERVATION (RURAL) | MUNICIPAL CONSERVATION | 0 | 0 | 0 | 0 | 0 | 27
L | COUNTY-OTHER, REFUGIO | L | MUNICIPAL WATER CONSERVATION (RURAL) | MUNICIPAL CONSERVATION | 58 | 5 | 0 | 0 | 0 | 0
L | COUNTY-OTHER, WILSON | L | MUNICIPAL WATER CONSERVATION (RURAL) | MUNICIPAL CONSERVATION | 0 | 0 | 0 | 0 | 4 | 73
L | COUNTY-OTHER, ZAVALA | L | MUNICIPAL WATER CONSERVATION (RURAL) | MUNICIPAL CONSERVATION | 10 | 23 | 37 | 55 | 75 | 98
L | CRYSTAL CITY | L | MUNICIPAL WATER CONSERVATION (RURAL) | MUNICIPAL CONSERVATION | 60 | 197 | 354 | 497 | 573 | 654
L | CRYSTAL CLEAR WSC | L | CRWA WELLS RANCH PROJECT PHASE II | GROUNDWATER WELLS AND OTHER | 302 | 1069 | 1290 | 0 | 0 | 0
L | CRYSTAL CLEAR WSC | L | HAYS/CALDWELL PUA PROJECT | GROUNDWATER WELLS AND OTHER | 498 | 1211 | 990 | 2280 | 2280 | 2280
L | CRYSTAL CLEAR WSC | L | MUNICIPAL WATER CONSERVATION (RURAL) | MUNICIPAL CONSERVATION | 0 | 0 | 0 | 0 | 0 | 82
L | CUERO | L | MUNICIPAL WATER CONSERVATION (RURAL) | MUNICIPAL CONSERVATION | 270 | 333 | 381 | 452 | 656 | 767
L | DEVINE | L | MUNICIPAL WATER CONSERVATION (RURAL) | MUNICIPAL CONSERVATION | 0 | 0 | 0 | 0 | 0 | 4
L | DILLEY | L | MUNICIPAL WATER CONSERVATION (RURAL) | MUNICIPAL CONSERVATION | 48 | 136 | 233 | 341 | 425 | 470
L | EAST CENTRAL SUD | L | HAYS/CALDWELL PUA PROJECT | GROUNDWATER WELLS AND OTHER | 0 | 500 | 500 | 500 | 525 | 724
L | EAST MEDINA COUNTY SUD | L | EDWARDS TRANSFERS | GROUNDWATER WELLS AND OTHER | 0 | 0 | 0 | 0 | 11 | 70
L | EAST MEDINA COUNTY SUD | L | LOCAL LEONA GRAVEL AQUIFER DEVELOPMENT | GROUNDWATER WELLS AND OTHER | 0 | 0 | 0 | 0 | 75 | 75
L | EL OSO WSC | L | MUNICIPAL WATER CONSERVATION (RURAL) | MUNICIPAL CONSERVATION | 69 | 131 | 176 | 186 | 168 | 178
L | ELMENDORF | L | MUNICIPAL WATER CONSERVATION (SUBURBAN) | MUNICIPAL CONSERVATION | 0 | 0 | 0 | 2 | 17 | 35
L | ENCINAL | L | MUNICIPAL WATER CONSERVATION (RURAL) | MUNICIPAL CONSERVATION | 58 | 72 | 86 | 107 | 58 | 63
L | FAIR OAKS RANCH | L | MUNICIPAL WATER CONSERVATION (SUBURBAN) | MUNICIPAL CONSERVATION | 116 | 331 | 580 | 822 | 1127 | 1407
L | FALLS CITY | L | MUNICIPAL WATER CONSERVATION (RURAL) | MUNICIPAL CONSERVATION | 10 | 22 | 30 | 38 | 40 | 43
L | FLORESVILLE | L | LOCAL CARRIZO AQUIFER DEVELOPMENT | GROUNDWATER WELLS AND OTHER | 0 | 1450 | 1450 | 1450 | 1450 | 1450
L | FLORESVILLE | L | MUNICIPAL WATER CONSERVATION (RURAL) | MUNICIPAL CONSERVATION | 80 | 272 | 525 | 823 | 1122 | 1288
L | GARDEN RIDGE | L | DROUGHT MANAGEMENT - GARDEN RIDGE | DROUGHT MANAGEMENT | 83 | 0 | 0 | 0 | 0 | 0
L | GARDEN RIDGE | L | LOCAL TRINITY AQUIFER DEVELOPMENT | GROUNDWATER WELLS AND OTHER | 2000 | 2000 | 2000 | 2000 | 2000 | 2000
L | GARDEN RIDGE | L | MUNICIPAL WATER CONSERVATION (SUBURBAN) | MUNICIPAL CONSERVATION | 101 | 319 | 625 | 1008 | 1453 | 1941
L | GARDEN RIDGE | L | REGIONAL CARRIZO FOR SSLGC PROJECT EXPANSION | GROUNDWATER WELLS AND OTHER | 150 | 150 | 150 | 150 | 150 | 150
L | GOFORTH SUD | K | DROUGHT MANAGEMENT | DROUGHT MANAGEMENT | 23 | 36 | 49 | 67 | 87 | 110
L | GOFORTH SUD | L | GBRA - MBWSP - SURFACE WATER W/ ASR (OPTION 3C) | AQUIFER STORAGE AND RECOVERY | 0 | 0 | 0 | 0 | 0 | 525
L | GOFORTH SUD | L | MUNICIPAL WATER CONSERVATION (RURAL) | MUNICIPAL CONSERVATION | 0 | 0 | 0 | 0 | 0 | 2
L | GOLIAD | L | MUNICIPAL WATER CONSERVATION (RURAL) | MUNICIPAL CONSERVATION | 174 | 228 | 264 | 254 | 120 | 133
L | GONZALES | L | LOCAL CARRIZO AQUIFER DEVELOPMENT | GROUNDWATER WELLS AND OTHER | 0 | 0 | 0 | 310 | 310 | 310
L | GONZALES | L | MUNICIPAL WATER CONSERVATION (RURAL) | MUNICIPAL CONSERVATION | 183 | 318 | 475 | 695 | 901 | 1035
L | GONZALES COUNTY WSC | L | LOCAL CARRIZO AQUIFER DEVELOPMENT | GROUNDWATER WELLS AND OTHER | 0 | 0 | 0 | 75 | 75 | 75
L | GONZALES COUNTY WSC | L | MUNICIPAL WATER CONSERVATION (RURAL) | MUNICIPAL CONSERVATION | 281 | 425 | 620 | 839 | 895 | 1140
L | GREEN VALLEY SUD | L | BRACKISH WILCOX GROUNDWATER FOR CRWA | GROUNDWATER DESALINATION | 0 | 0 | 0 | 0 | 0 | 619
L | GREEN VALLEY SUD | L | CRWA SIESTA PROJECT | DIRECT POTABLE REUSE; OTHER SURFACE WATER | 0 | 0 | 0 | 661 | 0 | 5042
L | GREEN VALLEY SUD | L | CRWA WELLS RANCH PROJECT PHASE II | GROUNDWATER WELLS AND OTHER | 3490 | 4490 | 4490 | 7814 | 7585 | 5602
L | GREEN VALLEY SUD | L | DROUGHT MANAGEMENT - GREEN VALLEY SUD | DROUGHT MANAGEMENT | 91 | 0 | 0 | 0 | 0 | 0
L | HELOTES | L | MUNICIPAL WATER CONSERVATION (SUBURBAN) | MUNICIPAL CONSERVATION | 67 | 132 | 195 | 276 | 370 | 476
L | HILL COUNTRY VILLAGE | L | MUNICIPAL WATER CONSERVATION (SUBURBAN) | MUNICIPAL CONSERVATION | 10 | 27 | 43 | 58 | 66 | 70
L | HOLLYWOOD PARK | L | MUNICIPAL WATER CONSERVATION (SUBURBAN) | MUNICIPAL CONSERVATION | 53 | 126 | 198 | 269 | 340 | 407
L | HONDO | L | DROUGHT MANAGEMENT - HONDO | DROUGHT MANAGEMENT | 103 | 0 | 0 | 0 | 0 | 0
L | HONDO | L | EDWARDS TRANSFERS | GROUNDWATER WELLS AND OTHER | 523 | 680 | 816 | 943 | 1068 | 1180
L | HONDO | L | MUNICIPAL WATER CONSERVATION (RURAL) | MUNICIPAL CONSERVATION | 87 | 258 | 446 | 593 | 669 | 747
L | IRRIGATION, BEXAR | L | IRRIGATION WATER CONSERVATION | IRRIGATION CONSERVATION | 0 | 0 | 0 | 0 | 0 | 0
L | IRRIGATION, CALHOUN | L | IRRIGATION WATER CONSERVATION | IRRIGATION CONSERVATION | 0 | 0 | 0 | 0 | 0 | 0
L | IRRIGATION, DEWITT | L | LOCAL GULF COAST AQUIFER DEVELOPMENT | GROUNDWATER WELLS AND OTHER | 75 | 75 | 75 | 75 | 75 | 75
L | IRRIGATION, DIMMIT | L | IRRIGATION WATER CONSERVATION | IRRIGATION CONSERVATION | 0 | 0 | 0 | 0 | 0 | 0
L | IRRIGATION, MEDINA | L | IRRIGATION WATER CONSERVATION | IRRIGATION CONSERVATION | 0 | 0 | 0 | 0 | 0 | 0
L | IRRIGATION, UVALDE | L | IRRIGATION WATER CONSERVATION | IRRIGATION CONSERVATION | 0 | 0 | 0 | 0 | 0 | 0
L | IRRIGATION, VICTORIA | L | IRRIGATION WATER CONSERVATION | IRRIGATION CONSERVATION | 0 | 0 | 0 | 0 | 0 | 0
L | IRRIGATION, ZAVALA | L | IRRIGATION WATER CONSERVATION | IRRIGATION CONSERVATION | 0 | 0 | 0 | 0 | 0 | 0
L | JOURDANTON | L | MUNICIPAL WATER CONSERVATION (RURAL) | MUNICIPAL CONSERVATION | 36 | 119 | 219 | 307 | 360 | 415
L | KARNES CITY | L | DROUGHT MANAGEMENT - KARNES CITY | DROUGHT MANAGEMENT | 31 | 0 | 0 | 0 | 0 | 0
L | KARNES CITY | L | LOCAL YEGUA JACKSON AQUIFER DEVELOPMENT | GROUNDWATER WELLS AND OTHER | 0 | 0 | 0 | 0 | 249 | 249
L | KARNES CITY | L | LOCAL YEGUA JACKSON AQUIFER WITH CONVERSION | GROUNDWATER WELLS AND OTHER | 336 | 322 | 298 | 285 | 0 | 0
L | KARNES CITY | L | MUNICIPAL WATER CONSERVATION (RURAL) | MUNICIPAL CONSERVATION | 48 | 95 | 108 | 107 | 100 | 112
L | KENEDY | L | DROUGHT MANAGEMENT - KENEDY | DROUGHT MANAGEMENT | 71 | 0 | 0 | 0 | 0 | 0
L | KENEDY | L | LOCAL GULF COAST AQUIFER DEVELOPMENT | GROUNDWATER WELLS AND OTHER | 190 | 190 | 190 | 190 | 190 | 190
L | KENEDY | L | MUNICIPAL WATER CONSERVATION (RURAL) | MUNICIPAL CONSERVATION | 145 | 268 | 352 | 437 | 484 | 568
L | KIRBY | L | BRACKISH WILCOX GROUNDWATER FOR SAWS | GROUNDWATER DESALINATION | 137 | 207 | 181 | 172 | 169 | 169
L | KIRBY | L | DROUGHT MANAGEMENT - KIRBY | DROUGHT MANAGEMENT | 47 | 0 | 0 | 0 | 0 | 0
L | KIRBY | L | EDWARDS TRANSFERS | GROUNDWATER WELLS AND OTHER | 137 | 207 | 181 | 172 | 169 | 169
L | KYLE | L | HAYS/CALDWELL PUA PROJECT | GROUNDWATER WELLS AND OTHER | 0 | 1163 | 2616 | 2602 | 2591 | 2598
L | KYLE | L | MUNICIPAL WATER CONSERVATION (SUBURBAN) | MUNICIPAL CONSERVATION | 0 | 0 | 0 | 53 | 266 | 480
L | KYLE | L | REUSE - KYLE/COUNTY LINE WSC | OTHER DIRECT REUSE | 2329 | 3591 | 4318 | 4284 | 4172 | 4063
L | LA VERNIA | L | MUNICIPAL WATER CONSERVATION (RURAL) | MUNICIPAL CONSERVATION | 11 | 39 | 74 | 106 | 128 | 149
L | LACOSTE | L | DROUGHT MANAGEMENT - LA COSTE | DROUGHT MANAGEMENT | 6 | 0 | 0 | 0 | 0 | 0
L | LACOSTE | L | EDWARDS TRANSFERS | GROUNDWATER WELLS AND OTHER | 10 | 20 | 28 | 37 | 47 | 56
L | LACOSTE | L | LOCAL LEONA GRAVEL AQUIFER DEVELOPMENT | GROUNDWATER WELLS AND OTHER | 60 | 60 | 60 | 60 | 60 | 60
L | LEON VALLEY | L | BRACKISH WILCOX GROUNDWATER FOR SAWS | GROUNDWATER DESALINATION | 97 | 147 | 196 | 254 | 317 | 377
L | LEON VALLEY | L | DROUGHT MANAGEMENT - LEON VALLEY | DROUGHT MANAGEMENT | 93 | 0 | 0 | 0 | 0 | 0
L | LEON VALLEY | L | EDWARDS TRANSFERS | GROUNDWATER WELLS AND OTHER | 97 | 147 | 196 | 254 | 317 | 377
L | LEON VALLEY | L | MUNICIPAL WATER CONSERVATION (SUBURBAN) | MUNICIPAL CONSERVATION | 55 | 136 | 149 | 182 | 236 | 294
L | LIVE OAK | L | MUNICIPAL WATER CONSERVATION (SUBURBAN) | MUNICIPAL CONSERVATION | 94 | 276 | 297 | 333 | 385 | 440
L | LOCKHART | L | DROUGHT MANAGEMENT - LOCKHART | DROUGHT MANAGEMENT | 113 | 0 | 0 | 0 | 0 | 0
L | LOCKHART | L | GBRA - MBWSP - SURFACE WATER W/ ASR (OPTION 3C) | AQUIFER STORAGE AND RECOVERY | 1120 | 1120 | 1120 | 1484 | 1947 | 2402
L | LOCKHART | L | MUNICIPAL WATER CONSERVATION (SUBURBAN) | MUNICIPAL CONSERVATION | 0 | 0 | 0 | 0 | 0 | 72
L | LULING | L | GBRA - MBWSP - SURFACE WATER W/ ASR (OPTION 3C) | AQUIFER STORAGE AND RECOVERY | 1680 | 1680 | 1680 | 1680 | 1684 | 1875
L | LULING | L | MUNICIPAL WATER CONSERVATION (RURAL) | MUNICIPAL CONSERVATION | 0 | 0 | 0 | 0 | 0 | 3
L | LYTLE | L | DROUGHT MANAGEMENT - LYTLE | DROUGHT MANAGEMENT | 9 | 0 | 0 | 0 | 0 | 0
L | LYTLE | L | EDWARDS TRANSFERS | GROUNDWATER WELLS AND OTHER | 171 | 257 | 333 | 409 | 484 | 554
L | LYTLE | L | MUNICIPAL WATER CONSERVATION (SUBURBAN) | MUNICIPAL CONSERVATION | 18 | 69 | 120 | 144 | 174 | 207
L | MANUFACTURING, BEXAR | L | DIRECT RECYCLED WATER PROGRAMS - SAWS | OTHER DIRECT REUSE | 0 | 0 | 0 | 0 | 1058 | 3680
L | MANUFACTURING, CALHOUN | L | GBRA NEW APPROPRIATION (LOWER BASIN) | NEW MAJOR RESERVOIR | 0 | 0 | 0 | 2161 | 6993 | 11174
L | MANUFACTURING, COMAL | L | GBRA - MBWSP - SURFACE WATER W/ ASR (OPTION 3C) | AQUIFER STORAGE AND RECOVERY | 4130 | 4881 | 5612 | 6239 | 7120 | 8074
L | MANUFACTURING, GUADALUPE | L | GBRA - MBWSP - SURFACE WATER W/ ASR (OPTION 3C) | AQUIFER STORAGE AND RECOVERY | 0 | 0 | 0 | 163 | 494 | 854
L | MANUFACTURING, VICTORIA | L | GBRA LOWER BASIN OFF-CHANNEL RESERVOIR | NEW MAJOR RESERVOIR | 2178 | 5016 | 7841 | 10366 | 13206 | 16252
L | MARTINDALE | L | DROUGHT MANAGEMENT - MARTINDALE | DROUGHT MANAGEMENT | 9 | 0 | 0 | 0 | 0 | 0
L | MARTINDALE | L | HAYS/CALDWELL PUA PROJECT | GROUNDWATER WELLS AND OTHER | 0 | 31 | 66 | 102 | 140 | 177
L | MARTINDALE | L | MUNICIPAL WATER CONSERVATION (RURAL) | MUNICIPAL CONSERVATION | 0 | 0 | 0 | 0 | 0 | 1
L | MINING, DEWITT | L | LOCAL GULF COAST AQUIFER DEVELOPMENT | GROUNDWATER WELLS AND OTHER | 44 | 44 | 44 | 44 | 44 | 44
L | MINING, DIMMIT | L | MINING WATER CONSERVATION | OTHER CONSERVATION | 0 | 0 | 0 | 0 | 0 | 0
L | MINING, KARNES | L | MINING WATER CONSERVATION | OTHER CONSERVATION | 0 | 0 | 0 | 0 | 0 | 0
L | MINING, LA SALLE | L | MINING WATER CONSERVATION | OTHER CONSERVATION | 0 | 0 | 0 | 0 | 0 | 0
L | MUSTANG RIDGE | L | MUNICIPAL WATER CONSERVATION (RURAL) | MUNICIPAL CONSERVATION | 0 | 0 | 0 | 0 | 0 | 1
L | NATALIA | L | DROUGHT MANAGEMENT - NATALIA | DROUGHT MANAGEMENT | 14 | 0 | 0 | 0 | 0 | 0
L | NATALIA | L | EDWARDS TRANSFERS | GROUNDWATER WELLS AND OTHER | 101 | 129 | 153 | 176 | 199 | 220
L | NATALIA | L | LOCAL LEONA GRAVEL AQUIFER DEVELOPMENT | GROUNDWATER WELLS AND OTHER | 225 | 225 | 225 | 225 | 225 | 225
L | NATALIA | L | MUNICIPAL WATER CONSERVATION (RURAL) | MUNICIPAL CONSERVATION | 8 | 22 | 26 | 32 | 42 | 54
L | NEW BERLIN | L | MUNICIPAL WATER CONSERVATION (RURAL) | MUNICIPAL CONSERVATION | 4 | 6 | 9 | 13 | 19 | 24
L | NEW BRAUNFELS | L | MUNICIPAL WATER CONSERVATION (SUBURBAN) | MUNICIPAL CONSERVATION | 644 | 2174 | 4237 | 5624 | 6932 | 8346
L | NEW BRAUNFELS | L | NEW BRAUNFELS UTILITY - ASR | AQUIFER STORAGE AND RECOVERY | 8300 | 8300 | 8300 | 8300 | 8300 | 8300
L | NEW BRAUNFELS | L | NEW BRAUNFELS UTILITY - TRINITY DEVELOPMENT | GROUNDWATER WELLS AND OTHER | 0 | 4000 | 4000 | 4000 | 4000 | 4000
L | NEW BRAUNFELS | L | REUSE - NEW BRAUNFELS | OTHER DIRECT REUSE | 7025 | 7901 | 8568 | 9610 | 10714 | 11709
L | NIEDERWALD | L | DROUGHT MANAGEMENT - NIEDERWALD | DROUGHT MANAGEMENT | 4 | 0 | 0 | 0 | 0 | 0
L | NIEDERWALD | L | GBRA - MBWSP - SURFACE WATER W/ ASR (OPTION 3C) | AQUIFER STORAGE AND RECOVERY | 62 | 81 | 105 | 134 | 166 | 203
L | NIXON | L | MUNICIPAL WATER CONSERVATION (RURAL) | MUNICIPAL CONSERVATION | 0 | 0 | 0 | 0 | 21 | 37
L | OAK HILLS WSC | L | MUNICIPAL WATER CONSERVATION (RURAL) | MUNICIPAL CONSERVATION | 30 | 72 | 100 | 139 | 189 | 244
L | OLMOS PARK | L | MUNICIPAL WATER CONSERVATION (SUBURBAN) | MUNICIPAL CONSERVATION | 21 | 68 | 123 | 188 | 215 | 244
L | PEARSALL | L | LOCAL CARRIZO AQUIFER WITH CONVERSION | GROUNDWATER WELLS AND OTHER | 0 | 0 | 0 | 0 | 0 | 20
L | PEARSALL | L | MUNICIPAL WATER CONSERVATION (SUBURBAN) | MUNICIPAL CONSERVATION | 81 | 247 | 434 | 497 | 573 | 655
L | PLEASANTON | L | MUNICIPAL WATER CONSERVATION (SUBURBAN) | MUNICIPAL CONSERVATION | 89 | 289 | 531 | 795 | 926 | 1062
L | PLUM CREEK WATER COMPANY | K | DROUGHT MANAGEMENT | DROUGHT MANAGEMENT | 8 | 13 | 14 | 15 | 16 | 16
L | PLUM CREEK WATER COMPANY | L | HAYS/CALDWELL PUA PROJECT | GROUNDWATER WELLS AND OTHER | 0 | 185 | 185 | 185 | 185 | 185
L | PLUM CREEK WATER COMPANY | L | LOCAL TRINITY AQUIFER DEVELOPMENT | GROUNDWATER WELLS AND OTHER | 0 | 185 | 185 | 185 | 185 | 185
L | POLONIA WSC | L | LOCAL CARRIZO AQUIFER WITH CONVERSION | GROUNDWATER WELLS AND OTHER | 0 | 0 | 0 | 146 | 341 | 541
L | POTH | L | MUNICIPAL WATER CONSERVATION (RURAL) | MUNICIPAL CONSERVATION | 7 | 9 | 14 | 27 | 44 | 65
L | RANDOLPH AFB | L | MUNICIPAL WATER CONSERVATION (RURAL) | MUNICIPAL CONSERVATION | 3 | 5 | 9 | 13 | 17 | 21
L | REFUGIO | L | MUNICIPAL WATER CONSERVATION (RURAL) | MUNICIPAL CONSERVATION | 157 | 147 | 112 | 69 | 109 | 120
L | RUNGE | L | MUNICIPAL WATER CONSERVATION (RURAL) | MUNICIPAL CONSERVATION | 19 | 36 | 48 | 52 | 50 | 54
L | S S WSC | L | BRACKISH WILCOX GROUNDWATER FOR SS WSC | GROUNDWATER DESALINATION | 0 | 0 | 0 | 0 | 0 | 234
L | S S WSC | L | MUNICIPAL WATER CONSERVATION (RURAL) | MUNICIPAL CONSERVATION | 0 | 0 | 0 | 0 | 11 | 104
L | SABINAL | L | DROUGHT MANAGEMENT - SABINAL | DROUGHT MANAGEMENT | 22 | 0 | 0 | 0 | 0 | 0
L | SABINAL | L | EDWARDS TRANSFERS | GROUNDWATER WELLS AND OTHER | 121 | 153 | 181 | 212 | 145 | 277
L | SABINAL | L | MUNICIPAL WATER CONSERVATION (RURAL) | MUNICIPAL CONSERVATION | 20 | 57 | 97 | 141 | 184 | 204
L | SABINAL | L | UVALDE ASR | AQUIFER STORAGE AND RECOVERY | 277 | 277 | 277 | 277 | 277 | 277
L | SAN ANTONIO | L | BRACKISH WILCOX GROUNDWATER FOR SAWS | GROUNDWATER DESALINATION | 3425 | 2974 | 2717 | 521 | 0 | 0
L | SAN ANTONIO | L | DIRECT RECYCLED WATER PROGRAMS - SAWS | OTHER DIRECT REUSE | 3917 | 4928 | 5000 | 15000 | 23942 | 36320
L | SAN ANTONIO | L | DROUGHT MANAGEMENT - SAWS | DROUGHT MANAGEMENT | 14674 | 38517 | 55536 | 59877 | 64184 | 68190
L | SAN ANTONIO | L | EAHCP FOR SAWS | GROUNDWATER WELLS AND OTHER | 0 | 0 | 0 | 0 | 0 | 0
L | SAN ANTONIO | L | EXPANDED LOCAL CARRIZO FOR SAWS | GROUNDWATER WELLS AND OTHER | 5500 | 5500 | 5500 | 5500 | 3450 | 1194
L | SAN ANTONIO | L | MUNICIPAL WATER CONSERVATION (URBAN) | MUNICIPAL CONSERVATION | 15974 | 10704 | 6901 | 14670 | 30587 | 43092
L | SAN ANTONIO | L | SAWS SEAWATER DESALINATION | SEAWATER DESALINATION | 0 | 0 | 12319 | 23337 | 37364 | 48278
L | SAN ANTONIO | L | VISTA RIDGE PROJECT | GROUNDWATER WELLS AND OTHER | 4174 | 4195 | 5229 | 5614 | 4275 | 952
L | SAN ANTONIO WATER SYSTEM | L | MUNICIPAL WATER CONSERVATION (SUBURBAN) | MUNICIPAL CONSERVATION | 0 | 0 | 0 | 0 | 0 | 681
L | SAN ANTONIO WATER SYSTEM | L | REGIONAL CARRIZO FOR SSLGC PROJECT EXPANSION | GROUNDWATER WELLS AND OTHER | 1337 | 4700 | 0 | 0 | 0 | 0
L | SAN ANTONIO WATER SYSTEM | L | SAWS SEAWATER DESALINATION | SEAWATER DESALINATION | 0 | 0 | 5700 | 5700 | 5700 | 5700
L | SAN ANTONIO WATER SYSTEM | L | VISTA RIDGE PROJECT | GROUNDWATER WELLS AND OTHER | 3467 | 7025 | 10461 | 13991 | 17485 | 20757
L | SAN MARCOS | L | GBRA - MBWSP - SURFACE WATER W/ ASR (OPTION 3C) | AQUIFER STORAGE AND RECOVERY | 0 | 0 | 2380 | 3471 | 4581 | 5717
L | SAN MARCOS | L | HAYS/CALDWELL PUA PROJECT | GROUNDWATER WELLS AND OTHER | 0 | 0 | 0 | 1965 | 4576 | 7891
L | SAN MARCOS | L | MUNICIPAL WATER CONSERVATION (SUBURBAN) | MUNICIPAL CONSERVATION | 179 | 778 | 1122 | 1684 | 2507 | 3588
L | SAN MARCOS | L | REUSE - SAN MARCOS | OTHER DIRECT REUSE | 1932 | 2887 | 3960 | 5207 | 6656 | 8341
L | SANTA CLARA | L | CRWA WELLS RANCH PROJECT PHASE II | GROUNDWATER WELLS AND OTHER | 0 | 0 | 0 | 15 | 35 | 55
L | SANTA CLARA | L | MUNICIPAL WATER CONSERVATION (RURAL) | MUNICIPAL CONSERVATION | 0 | 0 | 0 | 0 | 0 | 1
L | SCHERTZ | L | CIBOLO VALLEY LGC CARRIZO PROJECT | GROUNDWATER WELLS AND OTHER | 0 | 0 | 0 | 0 | 2235 | 4804
L | SCHERTZ | L | MUNICIPAL WATER CONSERVATION (SUBURBAN) | MUNICIPAL CONSERVATION | 240 | 370 | 614 | 957 | 1406 | 1935
L | SCHERTZ | L | REGIONAL CARRIZO FOR SSLGC PROJECT EXPANSION | GROUNDWATER WELLS AND OTHER | 501 | 896 | 1035 | 3410 | 3708 | 3634
L | SEADRIFT | L | MUNICIPAL WATER CONSERVATION (RURAL) | MUNICIPAL CONSERVATION | 6 | 14 | 16 | 22 | 31 | 41
L | SEGUIN | L | MUNICIPAL WATER CONSERVATION (SUBURBAN) | MUNICIPAL CONSERVATION | 0 | 0 | 0 | 65 | 257 | 494
L | SELMA | L | MUNICIPAL WATER CONSERVATION (SUBURBAN) | MUNICIPAL CONSERVATION | 60 | 106 | 147 | 194 | 242 | 295
L | SELMA | L | REGIONAL CARRIZO FOR SSLGC PROJECT EXPANSION | GROUNDWATER WELLS AND OTHER | 0 | 16 | 104 | 191 | 270 | 345
L | SHAVANO PARK | L | DROUGHT MANAGEMENT - SHAVANO PARK | DROUGHT MANAGEMENT | 55 | 0 | 0 | 0 | 0 | 0
L | SHAVANO PARK | L | EDWARDS TRANSFERS | GROUNDWATER WELLS AND OTHER | 425 | 555 | 677 | 797 | 909 | 1013
L | SHAVANO PARK | L | MUNICIPAL WATER CONSERVATION (SUBURBAN) | MUNICIPAL CONSERVATION | 67 | 174 | 296 | 429 | 567 | 709
L | SMILEY | L | MUNICIPAL WATER CONSERVATION (RURAL) | MUNICIPAL CONSERVATION | 11 | 18 | 27 | 33 | 37 | 43
L | ST. HEDWIG | L | MUNICIPAL WATER CONSERVATION (RURAL) | MUNICIPAL CONSERVATION | 0 | 0 | 0 | 0 | 0 | 3
L | STEAM ELECTRIC POWER, BEXAR | L | CPS DIRECT RECYCLE PIPELINE | OTHER DIRECT REUSE | 50000 | 50000 | 50000 | 50000 | 50000 | 50000
L | STEAM ELECTRIC POWER, VICTORIA | L | GBRA - MBWSP - SURFACE WATER W/ ASR (OPTION 3C) | AQUIFER STORAGE AND RECOVERY | 0 | 2994 | 13219 | 0 | 0 | 0
L | STEAM ELECTRIC POWER, VICTORIA | L | GBRA LOWER BASIN OFF-CHANNEL RESERVOIR | NEW MAJOR RESERVOIR | 4506 | 26784 | 23959 | 21434 | 18594 | 15548
L | STEAM ELECTRIC POWER, VICTORIA | L | GBRA NEW APPROPRIATION (LOWER BASIN) | NEW MAJOR RESERVOIR | 0 | 0 | 0 | 3065 | 23002 | 26048
L | STEAM ELECTRIC POWER, VICTORIA | L | VICTORIA COUNTY STEAM ELECTRIC PROJECT | NEW MAJOR RESERVOIR | 0 | 0 | 0 | 29100 | 29100 | 29100
L | STOCKDALE | L | MUNICIPAL WATER CONSERVATION (RURAL) | MUNICIPAL CONSERVATION | 13 | 49 | 97 | 141 | 168 | 197
L | SUNKO WSC | L | LOCAL CARRIZO AQUIFER DEVELOPMENT | GROUNDWATER WELLS AND OTHER | 0 | 0 | 0 | 0 | 0 | 120
L | SUNKO WSC | L | MUNICIPAL WATER CONSERVATION (RURAL) | MUNICIPAL CONSERVATION | 83 | 107 | 145 | 153 | 112 | 154
L | TERRELL HILLS | L | MUNICIPAL WATER CONSERVATION (SUBURBAN) | MUNICIPAL CONSERVATION | 52 | 148 | 237 | 325 | 379 | 400
L | THE OAKS WSC | L | MUNICIPAL WATER CONSERVATION (RURAL) | MUNICIPAL CONSERVATION | 15 | 42 | 54 | 71 | 90 | 111
L | THE OAKS WSC | L | VISTA RIDGE PROJECT | GROUNDWATER WELLS AND OTHER | 0 | 0 | 1 | 60 | 114 | 165
L | UHLAND | L | MUNICIPAL WATER CONSERVATION (RURAL) | MUNICIPAL CONSERVATION | 0 | 0 | 0 | 0 | 5 | 19
L | UNIVERSAL CITY | L | DROUGHT MANAGEMENT - UNIVERSAL CITY | DROUGHT MANAGEMENT | 160 | 0 | 0 | 0 | 0 | 0
L | UNIVERSAL CITY | L | MUNICIPAL WATER CONSERVATION (SUBURBAN) | MUNICIPAL CONSERVATION | 0 | 0 | 0 | 0 | 69 | 143
L | UNIVERSAL CITY | L | REGIONAL CARRIZO FOR SSLGC PROJECT EXPANSION | GROUNDWATER WELLS AND OTHER | 416 | 431 | 372 | 339 | 333 | 332
L | UVALDE | L | DROUGHT MANAGEMENT - UVALDE | DROUGHT MANAGEMENT | 203 | 0 | 0 | 0 | 0 | 0
L | UVALDE | L | EDWARDS TRANSFERS | GROUNDWATER WELLS AND OTHER | 943 | 1233 | 1484 | 1772 | 2072 | 2365
L | UVALDE | L | MUNICIPAL WATER CONSERVATION (RURAL) | MUNICIPAL CONSERVATION | 178 | 511 | 874 | 1279 | 1612 | 1796
L | UVALDE | L | UVALDE ASR | AQUIFER STORAGE AND RECOVERY | 878 | 878 | 878 | 878 | 878 | 878
L | VICTORIA | L | DROUGHT MANAGEMENT - VICTORIA | DROUGHT MANAGEMENT | 856 | 0 | 0 | 0 | 0 | 0
L | VICTORIA | L | MUNICIPAL WATER CONSERVATION (URBAN) | MUNICIPAL CONSERVATION | 809 | 2200 | 3642 | 5158 | 6705 | 7517
L | VICTORIA | L | VICTORIA ASR | AQUIFER STORAGE AND RECOVERY | 0 | 7900 | 7900 | 7900 | 7900 | 7900
L | VICTORIA | L | VICTORIA GROUNDWATER - SURFACE WATER EXCHANGE | GROUNDWATER WELLS AND OTHER | 8574 | 8574 | 8574 | 8574 | 8574 | 8574
L | WAELDER | L | MUNICIPAL WATER CONSERVATION (RURAL) | MUNICIPAL CONSERVATION | 16 | 22 | 20 | 24 | 33 | 42
L | WATER SERVICES INC | L | MUNICIPAL WATER CONSERVATION (RURAL) | MUNICIPAL CONSERVATION | 17 | 18 | 22 | 41 | 66 | 95
L | WIMBERLEY | L | GBRA - MBWSP - SURFACE WATER W/ ASR (OPTION 3C) | AQUIFER STORAGE AND RECOVERY | 0 | 0 | 74 | 356 | 678 | 933
L | WIMBERLEY | L | MUNICIPAL WATER CONSERVATION (RURAL) | MUNICIPAL CONSERVATION | 10 | 55 | 78 | 123 | 187 | 272
L | WIMBERLEY | L | TWA REGIONAL CARRIZO AQUIFER DEVELOPMENT | GROUNDWATER WELLS AND OTHER | 0 | 0 | 100 | 100 | 100 | 100
L | WIMBERLEY | L | TWA TRINITY AQUIFER DEVELOPMENT | GROUNDWATER WELLS AND OTHER | 0 | 0 | 0 | 0 | 0 | 113
L | WIMBERLEY WSC | L | GBRA - MBWSP - SURFACE WATER W/ ASR (OPTION 3C) | AQUIFER STORAGE AND RECOVERY | 0 | 0 | 136 | 464 | 834 | 1123
L | WIMBERLEY WSC | L | TWA REGIONAL CARRIZO AQUIFER DEVELOPMENT | GROUNDWATER WELLS AND OTHER | 0 | 0 | 100 | 100 | 100 | 100
L | WIMBERLEY WSC | L | TWA TRINITY AQUIFER DEVELOPMENT | GROUNDWATER WELLS AND OTHER | 0 | 0 | 0 | 0 | 0 | 133
L | WINDCREST | L | DROUGHT MANAGEMENT - WINDCREST | DROUGHT MANAGEMENT | 60 | 0 | 0 | 0 | 0 | 0
L | WINDCREST | L | EDWARDS TRANSFERS | GROUNDWATER WELLS AND OTHER | 326 | 343 | 361 | 388 | 420 | 451
L | WINDCREST | L | MUNICIPAL WATER CONSERVATION (SUBURBAN) | MUNICIPAL CONSERVATION | 51 | 139 | 228 | 309 | 340 | 372
L | WOODCREEK | L | MUNICIPAL WATER CONSERVATION (SUBURBAN) | MUNICIPAL CONSERVATION | 10 | 25 | 31 | 41 | 57 | 76
L | WOODSBORO | L | MUNICIPAL WATER CONSERVATION (RURAL) | MUNICIPAL CONSERVATION | 68 | 43 | 6 | 0 | 20 | 26
L | YANCEY WSC | L | DROUGHT MANAGEMENT - YANCEY WSC | DROUGHT MANAGEMENT | 33 | 0 | 0 | 0 | 0 | 0
L | YANCEY WSC | L | EDWARDS TRANSFERS | GROUNDWATER WELLS AND OTHER | 28 | 95 | 154 | 208 | 261 | 309
L | YANCEY WSC | L | LOCAL LEONA GRAVEL AQUIFER DEVELOPMENT | GROUNDWATER WELLS AND OTHER | 310 | 310 | 310 | 310 | 310 | 310
L | YANCEY WSC | L | MUNICIPAL WATER CONSERVATION (RURAL) | MUNICIPAL CONSERVATION | 0 | 0 | 0 | 0 | 0 | 11
L | YORKTOWN | L | MUNICIPAL WATER CONSERVATION (RURAL) | MUNICIPAL CONSERVATION | 47 | 51 | 28 | 12 | 51 | 59
L | ZAVALA COUNTY WCID #1 | L | MUNICIPAL WATER CONSERVATION (RURAL) | MUNICIPAL CONSERVATION | 24 | 68 | 113 | 168 | 224 | 282
M | AGUA SUD | M | ADVANCED MUNICIPAL CONSERVATION - AGUA SUD | MUNICIPAL CONSERVATION | 0 | 0 | 131 | 527 | 1058 | 1688
M | AGUA SUD | M | AGUA SUD EAST WWTP POTABLE REUSE | DIRECT POTABLE REUSE | 700 | 700 | 700 | 785 | 785 | 785
M | AGUA SUD | M | AGUA SUD WEST WWTP POTABLE REUSE | DIRECT POTABLE REUSE | 565 | 565 | 780 | 780 | 780 | 780
M | AGUA SUD | M | CONVERSION OF IRRIGATION WATER RIGHTS TO DMI | OTHER SURFACE WATER | 180 | 360 | 900 | 1620 | 2340 | 2340
M | AGUA SUD | M | HIDALGO COUNTY ID NO. 16 CONSERVATION | MUNICIPAL CONSERVATION | 204 | 264 | 323 | 383 | 443 | 502
M | AGUA SUD | M | HIDALGO COUNTY ID NO. 6 CONSERVATION | MUNICIPAL CONSERVATION | 520 | 575 | 630 | 685 | 741 | 796
M | ALAMO | M | ADVANCED MUNICIPAL CONSERVATION - ALAMO | MUNICIPAL CONSERVATION | 0 | 0 | 159 | 403 | 722 | 1097
M | ALAMO | M | ALAMO BGD PLANT | GROUNDWATER DESALINATION | 1000 | 1000 | 1000 | 1000 | 1000 | 1000
M | ALAMO | M | ALAMO GROUNDWATER WELL | GROUNDWATER WELLS AND OTHER | 1120 | 1120 | 1120 | 1120 | 1120 | 1120
M | ALAMO | M | CONVERSION OF IRRIGATION WATER RIGHTS TO DMI | OTHER SURFACE WATER | 0 | 0 | 0 | 1000 | 1000 | 1000
M | ALAMO | M | HIDALGO COUNTY ID NO. 2 CONSERVATION | MUNICIPAL CONSERVATION | 100 | 166 | 232 | 297 | 363 | 429
M | ALAMO | M | NAWSC CONVERTED WATER RIGHTS AND WTP NO. 5 EXPANSION | OTHER SURFACE WATER | 50 | 50 | 50 | 50 | 50 | 50
M | ALTON | M | ADVANCED MUNICIPAL CONSERVATION - ALTON | MUNICIPAL CONSERVATION | 0 | 70 | 200 | 376 | 592 | 844
M | ALTON | M | CONVERSION OF IRRIGATION WATER RIGHTS TO DMI | OTHER SURFACE WATER | 180 | 552 | 930 | 1365 | 1972 | 1992
M | ALTON | M | HIDALGO COUNTY ID NO. 1 CONSERVATION | MUNICIPAL CONSERVATION | 88 | 95 | 102 | 109 | 116 | 123
M | ALTON | M | SANTA CRUZ ID CONSERVATION | MUNICIPAL CONSERVATION | 43 | 47 | 51 | 55 | 60 | 64
M | ALTON | M | SHARYLAND WSC WELL AND RO UNIT AT WTP #2 | GROUNDWATER DESALINATION | 189 | 189 | 189 | 189 | 189 | 189
M | ALTON | M | SHARYLAND WSC WELL AND RO UNIT AT WTP #3 | GROUNDWATER DESALINATION | 171 | 171 | 171 | 171 | 171 | 171
M | ALTON | M | UNITED ID CONSERVATION | MUNICIPAL CONSERVATION | 115 | 129 | 143 | 157 | 171 | 184
M | BROWNSVILLE | M | ADVANCED MUNICIPAL CONSERVATION - BROWNSVILLE | MUNICIPAL CONSERVATION | 1081 | 2695 | 2421 | 2396 | 2608 | 2880
M | BROWNSVILLE | M | BROWNSVILLE BANCO MORALES RESERVOIR | OTHER SURFACE WATER | 3564 | 3577 | 3591 | 3604 | 3617 | 3630
M | BROWNSVILLE | M | BROWNSVILLE RESACA RESTORATION | OTHER SURFACE WATER | 827 | 827 | 827 | 827 | 827 | 827
M | BROWNSVILLE | M | BROWNSVILLE SEAWATER DESALINATION | SEAWATER DESALINATION | 2603 | 2603 | 2603 | 2603 | 26022 | 26022
M | BROWNSVILLE | M | BROWNSVILLE SOUTHSIDE WWTP POTABLE REUSE | DIRECT POTABLE REUSE | 0 | 3412 | 3412 | 3412 | 4715 | 4715
M | BROWNSVILLE | M | CAMERON COUNTY ID NO. 6 (LOS FRESNOS) CONSERVATION | MUNICIPAL CONSERVATION | 84 | 101 | 119 | 136 | 153 | 170
M | COMBES | M | ADVANCED MUNICIPAL CONSERVATION - COMBES | MUNICIPAL CONSERVATION | 0 | 0 | 5 | 21 | 45 | 74
M | COMBES | M | HARLINGEN ID CONSERVATION | MUNICIPAL CONSERVATION | 9 | 36 | 51 | 73 | 94 | 115
M | COMBES | M | HARLINGEN WWTP 2 POTABLE REUSE | DIRECT POTABLE REUSE | 0 | 0 | 39 | 39 | 39 | 43
M | COUNTY-OTHER, CAMERON | M | ADVANCED MUNICIPAL CONSERVATION - COUNTY-OTHER, CAMERON | MUNICIPAL CONSERVATION | 230 | 506 | 776 | 1143 | 1607 | 2118
M | COUNTY-OTHER, CAMERON | M | BAYVIEW ID CONSERVATION | MUNICIPAL CONSERVATION | 23 | 26 | 28 | 31 | 33 | 36
M | COUNTY-OTHER, CAMERON | M | BROWNSVILLE ID CONSERVATION | MUNICIPAL CONSERVATION | 47 | 52 | 57 | 63 | 68 | 73
M | COUNTY-OTHER, CAMERON | M | CAMERON COUNTY EXPANSION OF GROUNDWATER WELLS | GROUNDWATER WELLS AND OTHER | 4500 | 4500 | 4500 | 4500 | 4500 | 4500
M | COUNTY-OTHER, CAMERON | M | CAMERON COUNTY ID NO. 2 CONSERVATION | MUNICIPAL CONSERVATION | 222 | 271 | 321 | 371 | 420 | 470
M | COUNTY-OTHER, CAMERON | M | CAMERON COUNTY ID NO. 6 (LOS FRESNOS) CONSERVATION | MUNICIPAL CONSERVATION | 20 | 24 | 28 | 32 | 36 | 40
M | COUNTY-OTHER, CAMERON | M | CONVERSION OF IRRIGATION WATER RIGHTS TO DMI | OTHER SURFACE WATER | 59 | 1777 | 283 | 283 | 283 | 283
M | COUNTY-OTHER, CAMERON | M | HARLINGEN ID CONSERVATION | MUNICIPAL CONSERVATION | 20 | 71 | 121 | 171 | 223 | 273
M | COUNTY-OTHER, CAMERON | M | HARLINGEN WWTP 2 POTABLE REUSE | DIRECT POTABLE REUSE | 0 | 0 | 18 | 18 | 18 | 18
M | COUNTY-OTHER, CAMERON | M | HIDALGO AND CAMERON COUNTY ID NO. 9 CONSERVATION | MUNICIPAL CONSERVATION | 11 | 18 | 24 | 31 | 38 | 45
M | COUNTY-OTHER, CAMERON | M | LA FERIA ID CONSERVATION | MUNICIPAL CONSERVATION | 185 | 188 | 190 | 193 | 195 | 198
M | COUNTY-OTHER, HIDALGO | M | ADVANCED MUNICIPAL CONSERVATION - COUNTY-OTHER, HIDALGO | MUNICIPAL CONSERVATION | 0 | 52 | 179 | 353 | 567 | 817
M | COUNTY-OTHER, HIDALGO | M | AGUA SUD EAST WWTP POTABLE REUSE | DIRECT POTABLE REUSE | 65 | 65 | 65 | 71 | 71 | 71
M | COUNTY-OTHER, HIDALGO | M | AGUA SUD WEST WWTP POTABLE REUSE | DIRECT POTABLE REUSE | 6 | 6 | 15 | 15 | 15 | 15
M | COUNTY-OTHER, HIDALGO | M | CAMERON COUNTY CONVERSION OF WRS | OTHER SURFACE WATER | 435 | 435 | 435 | 435 | 435 | 435
M | COUNTY-OTHER, HIDALGO | M | CONVERSION OF IRRIGATION WATER RIGHTS TO DMI | OTHER SURFACE WATER | 354 | 1580 | 2345 | 3186 | 4008 | 4725
M | COUNTY-OTHER, HIDALGO | M | DELTA LAKE ID CONSERVATION | MUNICIPAL CONSERVATION | 31 | 62 | 92 | 123 | 152 | 183
M | COUNTY-OTHER, HIDALGO | M | DONNA ID CONSERVATION | MUNICIPAL CONSERVATION | 0 | 1 | 2 | 4 | 4 | 5
M | COUNTY-OTHER, HIDALGO | M | ERHWSC SURFACE WATER TREATMENT PLANT AND CONVERTED WR | OTHER SURFACE WATER | 5 | 5 | 5 | 5 | 5 | 5
M | COUNTY-OTHER, HIDALGO | M | HIDALGO AND CAMERON COUNTY ID NO. 9 CONSERVATION | MUNICIPAL CONSERVATION | 147 | 242 | 336 | 431 | 525 | 619
M | COUNTY-OTHER, HIDALGO | M | HIDALGO COUNTY CONVERSION OF WR | OTHER SURFACE WATER | 270 | 776 | 1328 | 1963 | 2637 | 2637
M | COUNTY-OTHER, HIDALGO | M | HIDALGO COUNTY ID NO. 1 CONSERVATION | MUNICIPAL CONSERVATION | 9 | 10 | 11 | 12 | 12 | 13
M | COUNTY-OTHER, HIDALGO | M | HIDALGO COUNTY ID NO. 16 CONSERVATION | MUNICIPAL CONSERVATION | 10 | 13 | 16 | 18 | 22 | 25
M | COUNTY-OTHER, HIDALGO | M | HIDALGO COUNTY ID NO. 2 CONSERVATION | MUNICIPAL CONSERVATION | 3 | 4 | 6 | 9 | 11 | 12
M | COUNTY-OTHER, HIDALGO | M | HIDALGO COUNTY ID NO. 6 CONSERVATION | MUNICIPAL CONSERVATION | 52 | 58 | 62 | 68 | 73 | 79
M | COUNTY-OTHER, HIDALGO | M | MHWSC EXPAND EXISTING GW SUPPLIES - CAMERON COUNTY | GROUNDWATER WELLS AND OTHER | 3 | 3 | 3 | 3 | 3 | 3
M | COUNTY-OTHER, HIDALGO | M | NAWSC CONVERTED WATER RIGHTS AND DELTA WTP EXPANSION | OTHER SURFACE WATER | 0 | 0 | 104 | 105 | 105 | 105
M | COUNTY-OTHER, HIDALGO | M | NAWSC CONVERTED WATER RIGHTS AND WTP NO. 5 EXPANSION | OTHER SURFACE WATER | 0 | 4 | 4 | 4 | 4 | 4
M | COUNTY-OTHER, HIDALGO | M | NAWSC DELTA AREA RO WTP EXPANSION | GROUNDWATER DESALINATION | 0 | 0 | 0 | 0 | 2 | 2
M | COUNTY-OTHER, HIDALGO | M | NAWSC LA SARA RO PLANT EXPANSION | GROUNDWATER DESALINATION | 0 | 0 | 0 | 0 | 0 | 37
M | COUNTY-OTHER, HIDALGO | M | NORTH CAMERON REGIONAL WTP WELLFIELD EXPANSION | GROUNDWATER DESALINATION | bar: 9 to 13
M | COUNTY-OTHER, HIDALGO | M | SANTA CRUZ ID CONSERVATION | MUNICIPAL CONSERVATION | 6 | 6 | 8 | 8 | 8 | 8
M | COUNTY-OTHER, HIDALGO | M | UNITED ID CONSERVATION | MUNICIPAL CONSERVATION | 8 | 9 | 10 | 11 | 12 | 13
M | COUNTY-OTHER, MAVERICK | M | ADVANCED MUNICIPAL CONSERVATION - COUNTY-OTHER, MAVERICK | MUNICIPAL CONSERVATION | 0 | 0 | 0 | 0 | 0 | 306
M | COUNTY-OTHER, MAVERICK | M | MAVERICK COUNTY WCID CONSERVATION | MUNICIPAL CONSERVATION | 381 | 428 | 476 | 524 | 571 | 619
M | COUNTY-OTHER, STARR | M | ADVANCED MUNICIPAL CONSERVATION - COUNTY-OTHER, STARR | MUNICIPAL CONSERVATION | 0 | 0 | 0 | 121 | 354 | 614
M | COUNTY-OTHER, STARR | M | HIDALGO COUNTY ID NO. 2 CONSERVATION | MUNICIPAL CONSERVATION | 2 | 3 | 5 | 6 | 7 | 9
M | COUNTY-OTHER, STARR | M | RIO GRANDE CITY WATER METER REPLACEMENT | MUNICIPAL CONSERVATION | 48 | 48 | 48 | 48 | 48 | 48
M | COUNTY-OTHER, STARR | M | ROMA WATER RIGHT PURCHASE AND REGIONAL WTP | OTHER SURFACE WATER | 1987 | 1962 | 1937 | 1887 | 1837 | 1812
M | COUNTY-OTHER, STARR | M | STARR COUNTY CONVERSION OF WR | OTHER SURFACE WATER | 863 | 2391 | 4030 | 5794 | 7752 | 7751
M | COUNTY-OTHER, STARR | M | STARR COUNTY-OTHER ADDITIONAL GROUNDWATER WELLS | GROUNDWATER WELLS AND OTHER | 400 | 400 | 400 | 400 | 400 | 400
M | COUNTY-OTHER, WEBB | M | ADVANCED MUNICIPAL CONSERVATION - COUNTY-OTHER, WEBB | MUNICIPAL CONSERVATION | 0 | 0 | 0 | 31 | 108 | 195
M | COUNTY-OTHER, WEBB | M | WEBB COUNTY-OTHER ADDITIONAL GROUNDWATER WELLS | GROUNDWATER WELLS AND OTHER | 1400 | 1400 | 1400 | 1400 | 1400 | 1400
M | COUNTY-OTHER, WILLACY | M | DELTA LAKE ID CONSERVATION | MUNICIPAL CONSERVATION | 13 | 25 | 38 | 50 | 63 | 75
M | COUNTY-OTHER, ZAPATA | M | ADVANCED MUNICIPAL CONSERVATION - COUNTY-OTHER, ZAPATA | MUNICIPAL CONSERVATION | 0 | 0 | 17 | 46 | 82 | 124
M | COUNTY-OTHER, ZAPATA | M | ZAPATA COUNTY CONVERSION OF WR | OTHER SURFACE WATER | 86 | 247 | 397 | 545 | 661 | 661
M | COUNTY-OTHER, ZAPATA | M | ZAPATA NEW GROUNDWATER SUPPLY | GROUNDWATER WELLS AND OTHER | 380 | 380 | 380 | 380 | 380 | 380
M | DONNA | M | ADVANCED MUNICIPAL CONSERVATION - DONNA | MUNICIPAL CONSERVATION | 0 | 0 | 4 | 172 | 411 | 698
M | DONNA | M | DONNA CONVERTED WATER RIGHTS AND WTP EXPANSION | OTHER SURFACE WATER | 950 | 950 | 2240 | 2240 | 2240 | 2240
M | DONNA | M | DONNA ID CONSERVATION | MUNICIPAL CONSERVATION | 85 | 336 | 587 | 839 | 1090 | 1341
M | DONNA | M | NAWSC CONVERTED WATER RIGHTS AND WTP NO. 5 EXPANSION | OTHER SURFACE WATER | 0 | 50 | 50 | 50 | 50 | 50
M | EAGLE PASS | M | ADVANCED MUNICIPAL CONSERVATION - EAGLE PASS | MUNICIPAL CONSERVATION | 208 | 728 | 1313 | 1758 | 2290 | 2869
M | EAGLE PASS | M | EAGLE PASS NEW GROUNDWATER SUPPLY | GROUNDWATER WELLS AND OTHER | 0 | 0 | 0 | 700 | 700 | 700
M | EAST RIO HONDO WSC | M | ADVANCED MUNICIPAL CONSERVATION - EAST RIO HONDO WSC | MUNICIPAL CONSERVATION | 1 | 58 | 245 | 502 | 830 | 1214
M | EAST RIO HONDO WSC | M | CAMERON COUNTY ID NO. 2 CONSERVATION | MUNICIPAL CONSERVATION | 525 | 643 | 760 | 877 | 995 | 1112
M | EAST RIO HONDO WSC | M | ERHWSC FM 2925 WATER TRANSMISSION LINE | MUNICIPAL CONSERVATION | 30 | 30 | 30 | 30 | 30 | 30
M | EAST RIO HONDO WSC | M | ERHWSC HARLINGEN INTERCONNECT | OTHER SURFACE WATER | 112 | 112 | 112 | 0 | 0 | 0
M | EAST RIO HONDO WSC | M | ERHWSC MUNICIPAL (UV DISINFECTION FM 510 WTP) | MUNICIPAL CONSERVATION | 11 | 11 | 11 | 11 | 11 | 11
M | EAST RIO HONDO WSC | M | ERHWSC SURFACE WATER TREATMENT PLANT AND CONVERTED WR | OTHER SURFACE WATER | 320 | 320 | 320 | 320 | 320 | 320
M | EAST RIO HONDO WSC | M | HARLINGEN ID CONSERVATION | MUNICIPAL CONSERVATION | 12 | 54 | 77 | 127 | 176 | 227
M | EAST RIO HONDO WSC | M | HARLINGEN WWTP 2 POTABLE REUSE | DIRECT POTABLE REUSE | 0 | 0 | 26 | 26 | 26 | 26
M | EAST RIO HONDO WSC | M | NORTH CAMERON REGIONAL WTP WELLFIELD EXPANSION | GROUNDWATER WELLS AND OTHER | 240 | 240 | 240 | 240 | 240 | 240
M | EDCOUCH | M | ADVANCED MUNICIPAL CONSERVATION - EDCOUCH | MUNICIPAL CONSERVATION | 0 | 0 | 0 | 0 | 1 | 35
M | EDCOUCH | M | CONVERSION OF IRRIGATION WATER RIGHTS TO DMI | OTHER SURFACE WATER | 40 | 40 | 40 | 100 | 100 | 100
M | EDCOUCH | M | EDCOUCH EMERGENCY GROUNDWATER SUPPLY | GROUNDWATER WELLS AND OTHER | 500 | 500 | 500 | 500 | 500 | 500
M | EDCOUCH | M | HIDALGO AND CAMERON COUNTY ID NO. 9 CONSERVATION | MUNICIPAL CONSERVATION | 22 | 36 | 50 | 64 | 78 | 92
M | EDCOUCH | M | NAWSC CONVERTED WATER RIGHTS AND DELTA WTP EXPANSION | OTHER SURFACE WATER | 0 | 0 | 50 | 50 | 50 | 50
M | EDINBURG | M | ADVANCED MUNICIPAL CONSERVATION - EDINBURG | MUNICIPAL CONSERVATION | 0 | 83 | 790 | 1809 | 3125 | 4662
M | EDINBURG | M | CONVERSION OF IRRIGATION WATER RIGHTS TO DMI | OTHER SURFACE WATER | 200 | 2100 | 3500 | 5500 | 8000 | 8000
M | EDINBURG | M | DELTA LAKE ID CONSERVATION | MUNICIPAL CONSERVATION | 1 | 2 | 2 | 3 | 4 | 4
M | EDINBURG | M | DONNA ID CONSERVATION | MUNICIPAL CONSERVATION | 0 | 0 | 1 | 1 | 1 | 2
M | EDINBURG | M | EDINBURG NON-POTABLE REUSE | OTHER DIRECT REUSE | 2622 | 3180 | 3754 | 3920 | 3920 | 3920
M | EDINBURG | M | HIDALGO AND CAMERON COUNTY ID NO. 9 CONSERVATION | MUNICIPAL CONSERVATION | 0 | 1 | 1 | 1 | 2 | 2
M | EDINBURG | M | HIDALGO COUNTY ID NO. 1 CONSERVATION | MUNICIPAL CONSERVATION | 1292 | 1396 | 1500 | 1604 | 1708 | 1812
M | EDINBURG | M | HIDALGO COUNTY ID NO. 2 CONSERVATION | MUNICIPAL CONSERVATION | 140 | 234 | 326 | 418 | 511 | 603
M | EDINBURG | M | NAWSC CONVERTED WATER RIGHTS AND DELTA WTP EXPANSION | OTHER SURFACE WATER | 0 | 0 | 12 | 20 | 20 | 20
M | EDINBURG | M | NAWSC CONVERTED WATER RIGHTS AND WTP NO. 5 EXPANSION | OTHER SURFACE WATER | 205 | 205 | 205 | 205 | 205 | 205
M | EDINBURG | M | NAWSC DELTA AREA RO WTP EXPANSION | GROUNDWATER DESALINATION | 0 | 0 | 0 | 0 | 4 | 4
M | EDINBURG | M | NAWSC LA SARA RO PLANT EXPANSION | GROUNDWATER DESALINATION | 0 | 0 | 0 | 0 | 0 | 2
M | EDINBURG | M | NORTH CAMERON REGIONAL WTP WELLFIELD EXPANSION | GROUNDWATER DESALINATION | bar: 22 to 92
M | EDINBURG | M | SANTA CRUZ ID CONSERVATION | MUNICIPAL CONSERVATION | bar: 22 to 92
M | EL CENIZO | M | ADVANCED MUNICIPAL CONSERVATION - EL CENIZO | MUNICIPAL CONSERVATION | 0 | 0 | 0 | 0 | 29 | 65
M | EL CENIZO | M | WEBB COUNTY WATER UTILITY EXPAND EXISTING GROUNDWATER SUPPLY | GROUNDWATER WELLS AND OTHER | 0 | 0 | 0 | 0 | 50 | 50
M | EL JARDIN WSC | M | ADVANCED MUNICIPAL CONSERVATION - EL JARDIN WSC | MUNICIPAL CONSERVATION | 0 | 0 | 37 | 138 | 275 | 438
M | EL JARDIN WSC | M | BROWNSVILLE BANCO MORALES RESERVOIR | OTHER SURFACE WATER | 148 | 149 | 149 | 150 | 150 | 151
M | EL JARDIN WSC | M | BROWNSVILLE RESACA RESTORATION | OTHER SURFACE WATER | 34 | 34 | 34 | 34 | 34 | 34
M | EL JARDIN WSC | M | BROWNSVILLE SEAWATER DESALINATION | SEAWATER DESALINATION | 108 | 108 | 108 | 108 | 1081 | 1081
M | EL JARDIN WSC | M | BROWNSVILLE SOUTHSIDE WWTP POTABLE REUSE | DIRECT POTABLE REUSE | 0 | 517 | 517 | 517 | 196 | 196
M | EL JARDIN WSC | M | EL JARDIN NEW BGD PLANT | GROUNDWATER DESALINATION | 560 | 560 | 560 | 560 | 560 | 560
M | EL JARDIN WSC | M | EL JARDIN WSC DISTRIBUTION PIPELINE REPLACEMENT | MUNICIPAL CONSERVATION | 11 | 11 | 11 | 11 | 11 | 11
M | ELSA | M | ADVANCED MUNICIPAL CONSERVATION - ELSA | MUNICIPAL CONSERVATION | 0 | 0 | 0 | 11 | 79 | 163
M | ELSA | M | CONVERSION OF IRRIGATION WATER RIGHTS TO DMI | OTHER SURFACE WATER | 0 | 0 | 0 | 0 | 100 | 150
M | ELSA | M | HIDALGO AND CAMERON COUNTY ID NO. 9 CONSERVATION | MUNICIPAL CONSERVATION | 62 | 101 | 141 | 180 | 220 | 259
M | ELSA | M | NAWSC CONVERTED WATER RIGHTS AND DELTA WTP EXPANSION | OTHER SURFACE WATER | 0 | 0 | 200 | 200 | 200 | 200
M | HARLINGEN | M | ADAMS GARDEN ID CONSERVATION | MUNICIPAL CONSERVATION | 40 | 62 | 85 | 107 | 129 | 151
M | HARLINGEN | M | ADVANCED MUNICIPAL CONSERVATION - HARLINGEN | MUNICIPAL CONSERVATION | 401 | 1540 | 2260 | 3258 | 4523 | 5974
M | HARLINGEN | M | HARLINGEN ID CONSERVATION | MUNICIPAL CONSERVATION | 362 | 1238 | 2145 | 3020 | 3896 | 4768
M | HARLINGEN | M | HARLINGEN WWTP 2 POTABLE REUSE | DIRECT POTABLE REUSE | 0 | 0 | 1621 | 1621 | 1621 | 1617
M | HEBBRONVILLE | M | ADVANCED MUNICIPAL CONSERVATION - HEBBRONVILLE | MUNICIPAL CONSERVATION | 0 | 1 | 14 | 37 | 69 | 105
M | HEBBRONVILLE | M | HEBBRONVILLE NEW BGD PLANT | GROUNDWATER DESALINATION | 560 | 560 | 560 | 560 | 560 | 560
M | HIDALGO | M | ADVANCED MUNICIPAL CONSERVATION - HIDALGO | MUNICIPAL CONSERVATION | 0 | 11 | 112 | 256 | 442 | 660
M | HIDALGO | M | CONVERSION OF IRRIGATION WATER RIGHTS TO DMI | OTHER SURFACE WATER | 400 | 500 | 1050 | 1050 | 1500 | 1500
M | HIDALGO | M | HIDALGO EXPAND EXISTING GROUNDWATER SUPPLY | GROUNDWATER WELLS AND OTHER | 300 | 300 | 300 | 300 | 300 | 300
M | HIDALGO COUNTY MUD #1 | M | ADVANCED MUNICIPAL CONSERVATION - HIDALGO COUNTY MUD #1 | MUNICIPAL CONSERVATION | 0 | 0 | 0 | 0 | 0 | 56
M | HIDALGO COUNTY MUD #1 | M | CONVERSION OF IRRIGATION WATER RIGHTS TO DMI | OTHER SURFACE WATER | 500 | 500 | 500 | 1500 | 1500 | 1500
M | HIDALGO COUNTY MUD #1 | M | HIDALGO COUNTY ID NO. 1 CONSERVATION | MUNICIPAL CONSERVATION | 203 | 219 | 235 | 252 | 268 | 284
M | HIDALGO COUNTY MUD #1 | M | HIDALGO COUNTY MUNICIPAL UTILITY DISTRICT NO. 1 CONSERVATION | MUNICIPAL CONSERVATION | 171 | 187 | 204 | 221 | 238 | 256
M | INDIAN LAKE | M | CAMERON COUNTY ID NO. 2 CONSERVATION | MUNICIPAL CONSERVATION | 5 | 6 | 7 | 8 | 9 | 10
M | INDIAN LAKE | M | ERHWSC SURFACE WATER TREATMENT PLANT AND CONVERTED WR | OTHER SURFACE WATER | 80 | 80 | 80 | 80 | 80 | 80
M | INDIAN LAKE | M | HARLINGEN ID CONSERVATION | MUNICIPAL CONSERVATION | 0 | 0 | 0 | 1 | 2 | 2
M | INDIAN LAKE | M | NORTH CAMERON REGIONAL WTP WELLFIELD EXPANSION | GROUNDWATER WELLS AND OTHER | 40 | 40 | 40 | 40 | 40 | 40
M | IRRIGATION, CAMERON | M | ADAMS GARDEN ID CONSERVATION | IRRIGATION CONSERVATION | 459 | 721 | 980 | 1237 | 1491 | 1747
M | IRRIGATION, CAMERON | M | ARRUNDO DONAX BIOLOGICAL CONTROL | OTHER STRATEGIES | 1087 | 1198 | 1310 | 1426 | 1547 | 1661
M | IRRIGATION, CAMERON | M | BAYVIEW ID CONSERVATION | IRRIGATION CONSERVATION | 1058 | 1164 | 1270 | 1379 | 1491 | 1610
M | IRRIGATION, CAMERON | M | BROWNSVILLE ID CONSERVATION | IRRIGATION CONSERVATION | 2211 | 2461 | 2704 | 2943 | 3179 | 3421
M | IRRIGATION, CAMERON | M | BRUSH CONTROL | OTHER STRATEGIES | 0 | 0 | 0 | 0 | 0 | 0
M | IRRIGATION, CAMERON | M | CAMERON COUNTY ID NO. 16 CONSERVATION | IRRIGATION CONSERVATION | 271 | 291 | 310 | 329 | 348 | 367
M | IRRIGATION, CAMERON | M | CAMERON COUNTY ID NO. 2 CONSERVATION | IRRIGATION CONSERVATION | 6816 | 8330 | 9818 | 11291 | 12745 | 14219
M | IRRIGATION, CAMERON | M | CAMERON COUNTY ID NO. 6 (LOS FRESNOS) CONSERVATION | IRRIGATION CONSERVATION | 3787 | 4554 | 5308 | 6054 | 6789 | 7537
M | IRRIGATION, CAMERON | M | CAMERON COUNTY WATER IMPROVEMENTS DISTRICT NO. 10 CONSERVATION | IRRIGATION CONSERVATION | 457 | 498 | 539 | 580 | 623 | 669
M | IRRIGATION, CAMERON | M | DELTA LAKE ID CONSERVATION | IRRIGATION CONSERVATION | 50 | 98 | 145 | 192 | 238 | 285
M | IRRIGATION, CAMERON | M | HARLINGEN ID CONSERVATION | IRRIGATION CONSERVATION | 695 | 2415 | 4121 | 5813 | 7488 | 9169
M | IRRIGATION, CAMERON | M | HIDALGO AND CAMERON COUNTY ID NO. 9 CONSERVATION | IRRIGATION CONSERVATION | 256 | 419 | 581 | 741 | 899 | 1059
M | IRRIGATION, CAMERON | M | LA FERIA ID CONSERVATION | IRRIGATION CONSERVATION | 7660 | 7758 | 7838 | 7914 | 7985 | 8073
M | IRRIGATION, CAMERON | M | ON-FARM IRRIGATION CONSERVATION | IRRIGATION CONSERVATION | 1392 | 1392 | 1392 | 1392 | 1392 | 1392
M | IRRIGATION, CAMERON | M | VALLEY ACRES ID CONSERVATION | IRRIGATION CONSERVATION | 67 | 83 | 102 | 121 | 143 | 166
M | IRRIGATION, HIDALGO | M | ARRUNDO DONAX BIOLOGICAL CONTROL | OTHER STRATEGIES | 1954 | 2152 | 2344 | 2525 | 2694 | 2892
M | IRRIGATION, HIDALGO | M | BRUSH CONTROL | OTHER STRATEGIES | 0 | 0 | 0 | 0 | 0 | 0
M | IRRIGATION, HIDALGO | M | DELTA LAKE ID CONSERVATION | IRRIGATION CONSERVATION | 3233 | 6288 | 9314 | 12312 | 15282 | 18264
M | IRRIGATION, HIDALGO | M | DELTA WATERSHED PROJECT - EDINBURG RESERVOIR | OTHER SURFACE WATER | 1739 | 1739 | 1739 | 1739 | 1739 | 1739
M | IRRIGATION, HIDALGO | M | DELTA WATERSHED PROJECT - NEW RESERVOIR | OTHER SURFACE WATER | 1878 | 1878 | 1878 | 1878 | 1878 | 1878
M | IRRIGATION, HIDALGO | M | DONNA ID CONSERVATION | IRRIGATION CONSERVATION | 846 | 3334 | 5802 | 8250 | 10673 | 13104
M | IRRIGATION, HIDALGO | M | ENGLEMAN ID CONSERVATION | IRRIGATION CONSERVATION | 901 | 989 | 1076 | 1165 | 1256 | 1352
M | IRRIGATION, HIDALGO | M | HIDALGO AND CAMERON COUNTY ID NO. 9 CONSERVATION | IRRIGATION CONSERVATION | 2576 | 4222 | 5850 | 7464 | 9061 | 10668
M | IRRIGATION, HIDALGO | M | HIDALGO COUNTY ID NO. 1 CONSERVATION | IRRIGATION CONSERVATION | 9260 | 9993 | 10699 | 11395 | 12080 | 12787
M | IRRIGATION, HIDALGO | M | HIDALGO COUNTY ID NO. 13 CONSERVATION | IRRIGATION CONSERVATION | 121 | 159 | 197 | 235 | 275 | 315
M | IRRIGATION, HIDALGO | M | HIDALGO COUNTY ID NO. 16 CONSERVATION | IRRIGATION CONSERVATION | 1101 | 1421 | 1735 | 2047 | 2355 | 2666
M | IRRIGATION, HIDALGO | M | HIDALGO COUNTY ID NO. 2 CONSERVATION | IRRIGATION CONSERVATION | 2714 | 4499 | 6264 | 8014 | 9745 | 11487
M | IRRIGATION, HIDALGO | M | HIDALGO COUNTY ID NO. 5 CONSERVATION | IRRIGATION CONSERVATION | 1212 | 1211 | 1207 | 1203 | 1198 | 1196
M | IRRIGATION, HIDALGO | M | HIDALGO COUNTY ID NO. 6 CONSERVATION | IRRIGATION CONSERVATION | 1999 | 2209 | 2413 | 2614 | 2812 | 3015
M | IRRIGATION, HIDALGO | M | HIDALGO COUNTY MUNICIPAL UTILITY DISTRICT NO. 1 CONSERVATION | IRRIGATION CONSERVATION | 43 | 47 | 51 | 55 | 59 | 63
M | IRRIGATION, HIDALGO | M | HIDALGO COUNTY WCID NO. 18 CONSERVATION | IRRIGATION CONSERVATION | 30 | 34 | 38 | 42 | 46 | 51
M | IRRIGATION, HIDALGO | M | HIDALGO COUNTY WID NO. 19 (SHARYLAND) CONSERVATION | IRRIGATION CONSERVATION | 553 | 586 | 618 | 649 | 680 | 712
M | IRRIGATION, HIDALGO | M | HIDALGO COUNTY WID NO. 3 CONSERVATION | IRRIGATION CONSERVATION | 411 | 470 | 527 | 584 | 640 | 697
M | IRRIGATION, HIDALGO | M | ON-FARM IRRIGATION CONSERVATION | IRRIGATION CONSERVATION | 78360 | 78360 | 78360 | 78360 | 78360 | 78360
M | IRRIGATION, HIDALGO | M | SANTA CRUZ ID CONSERVATION | IRRIGATION CONSERVATION | 3740 | 4075 | 4405 | 4739 | 5074 | 5427
M | IRRIGATION, HIDALGO | M | UNITED ID CONSERVATION | IRRIGATION CONSERVATION | 2694 | 3014 | 3325 | 3633 | 3936 | 4246
M | IRRIGATION, HIDALGO | M | UNITED ID OFF-CHANNEL RESERVOIR | OTHER SURFACE WATER | 667 | 678 | 688 | 697 | 707 | 717
M | IRRIGATION, HIDALGO | M | VALLEY ACRES ID CONSERVATION | IRRIGATION CONSERVATION | 427 | 535 | 652 | 778 | 914 | 1061
M | IRRIGATION, JIM HOGG | M | JIM HOGG IRRIGATION ADDITIONAL GROUNDWATER WELLS | GROUNDWATER WELLS AND OTHER | 300 | 300 | 300 | 300 | 300 | 300
M | IRRIGATION, JIM HOGG | M | ON-FARM IRRIGATION CONSERVATION | IRRIGATION CONSERVATION | 54 | 54 | 54 | 54 | 54 | 54
M | IRRIGATION, MAVERICK | M | ARRUNDO DONAX BIOLOGICAL CONTROL | OTHER STRATEGIES | 162 | 183 | 207 | 233 | 263 | 282
M | IRRIGATION, MAVERICK | M | BRUSH CONTROL | OTHER STRATEGIES | 0 | 0 | 0 | 0 | 0 | 0
M | IRRIGATION, MAVERICK | M | MAVERICK COUNTY WCID CONSERVATION | IRRIGATION CONSERVATION | 8194 | 9207 | 10195 | 11170 | 12132 | 13114
M | IRRIGATION, MAVERICK | M | ON-FARM IRRIGATION CONSERVATION | IRRIGATION CONSERVATION | 6492 | 6492 | 6492 | 6492 | 6492 | 6492
M | IRRIGATION, STARR | M | ARRUNDO DONAX BIOLOGICAL CONTROL | OTHER STRATEGIES | 41 | 39 | 35 | 29 | 20 | 21
M | IRRIGATION, STARR | M | BRUSH CONTROL | OTHER STRATEGIES | 0 | 0 | 0 | 0 | 0 | 0
M | IRRIGATION, STARR | M | ON-FARM IRRIGATION CONSERVATION | IRRIGATION CONSERVATION | 1652 | 1652 | 1652 | 1652 | 1652 | 1652
M | IRRIGATION, WEBB | M | ARRUNDO DONAX BIOLOGICAL CONTROL | OTHER STRATEGIES | 23 | 27 | 31 | 36 | 41 | 44
M | IRRIGATION, WEBB | M | BRUSH CONTROL | OTHER STRATEGIES | 0 | 0 | 0 | 0 | 0 | 0
M | IRRIGATION, WEBB | M | ON-FARM IRRIGATION CONSERVATION | IRRIGATION CONSERVATION | 932 | 932 | 932 | 932 | 932 | 932
M | IRRIGATION, WILLACY | M | ARRUNDO DONAX BIOLOGICAL CONTROL | OTHER STRATEGIES | 212 | 243 | 279 | 320 | 368 | 397
M | IRRIGATION, WILLACY | M | BRUSH CONTROL | OTHER STRATEGIES | 0 | 0 | 0 | 0 | 0 | 0
M | IRRIGATION, WILLACY | M | DELTA LAKE ID CONSERVATION | IRRIGATION CONSERVATION | 1902 | 3699 | 5479 | 7243 | 8989 | 10743
M | IRRIGATION, WILLACY | M | ON-FARM IRRIGATION CONSERVATION | IRRIGATION CONSERVATION | 8483 | 8483 | 8483 | 8483 | 8483 | 8483
M | IRRIGATION, ZAPATA | M | ARRUNDO DONAX BIOLOGICAL CONTROL | OTHER STRATEGIES | 14 | 16 | 17 | 19 | 20 | 22
M | IRRIGATION, ZAPATA | M | BRUSH CONTROL | OTHER STRATEGIES | 0 | 0 | 0 | 0 | 0 | 0
M | IRRIGATION, ZAPATA | M | ON-FARM IRRIGATION CONSERVATION | IRRIGATION CONSERVATION | 578 | 578 | 578 | 578 | 578 | 578
M | LA FERIA | M | ADVANCED MUNICIPAL CONSERVATION - LA FERIA | MUNICIPAL CONSERVATION | 0 | 0 | 25 | 91 | 181 | 289
M | LA FERIA | M | LA FERIA ID CONSERVATION | MUNICIPAL CONSERVATION | 309 | 313 | 317 | 321 | 326 | 330
M | LA FERIA | M | LA FERIA RAINWATER HARVESTING | MUNICIPAL CONSERVATION | 24 | 24 | 24 | 24 | 24 | 24
M | LA FERIA | M | LA FERIA WATER WELL WITH RO UNIT | GROUNDWATER DESALINATION | 1120 | 1120 | 1120 | 1120 | 1120 | 1120
M | LA GRULLA | M | ADVANCED MUNICIPAL CONSERVATION - LA GRULLA | MUNICIPAL CONSERVATION | 11 | 40 | 40 | 40 | 40 | 40
M | LA JOYA | M | ADVANCED MUNICIPAL CONSERVATION - LA JOYA | MUNICIPAL CONSERVATION | 0 | 0 | 0 | 0 | 56 | 125
M | LA JOYA | M | AGUA SUD EAST WWTP POTABLE REUSE | DIRECT POTABLE REUSE | 25 | 25 | 25 | 33 | 33 | 33
M | LA JOYA | M | AGUA SUD WEST WWTP POTABLE REUSE | DIRECT POTABLE REUSE | 18 | 18 | 45 | 45 | 45 | 45
M | LA JOYA | M | HIDALGO COUNTY ID NO. 16 CONSERVATION | MUNICIPAL CONSERVATION | 49 | 64 | 78 | 92 | 105 | 120
M | LA JOYA | M | HIDALGO COUNTY ID NO. 6 CONSERVATION | MUNICIPAL CONSERVATION | 17 | 19 | 21 | 22 | 24 | 26
M | LA VILLA | M | ADVANCED MUNICIPAL CONSERVATION - LA VILLA | MUNICIPAL CONSERVATION | 0 | 0 | 0 | 17 | 42 | 71
M | LA VILLA | M | CONVERSION OF IRRIGATION WATER RIGHTS TO DMI | OTHER SURFACE WATER | 50 | 55 | 50 | 50 | 100 | 100
M | LA VILLA | M | HIDALGO AND CAMERON COUNTY ID NO. 9 CONSERVATION | MUNICIPAL CONSERVATION | 17 | 27 | 38 | 49 | 60 | 70
M | LA VILLA | M | NAWSC CONVERTED WATER RIGHTS AND DELTA WTP EXPANSION | OTHER SURFACE WATER | 0 | 0 | 100 | 100 | 100 | 100
M | LAGUNA VISTA | M | ADVANCED MUNICIPAL CONSERVATION - LAGUNA VISTA | MUNICIPAL CONSERVATION | 182 | 451 | 768 | 1138 | 1550 | 1999
M | LAGUNA VISTA | M | BAYVIEW ID CONSERVATION | MUNICIPAL CONSERVATION | 330 | 357 | 397 | 433 | 471 | 509
M | LAGUNA VISTA | M | CAMERON COUNTY ID NO. 6 (LOS FRESNOS) CONSERVATION | MUNICIPAL CONSERVATION | 280 | 337 | 394 | 451 | 508 | 566
M | LAGUNA VISTA | M | LAGUNA MADRE NEW BGD PLANT | GROUNDWATER DESALINATION | 780 | 780 | 780 | 780 | 780 | 780
M | LAGUNA VISTA | M | LAGUNA MADRE WD - PORT ISABEL WATER RECLAMATION FACILITY | DIRECT POTABLE REUSE | 285 | 285 | 285 | 285 | 285 | 285
M | LAREDO | M | ADVANCED MUNICIPAL CONSERVATION - LAREDO | MUNICIPAL CONSERVATION | 0 | 0 | 0 | 2600 | 6242 | 10397
M | LAREDO | M | SOUTH LAREDO WWTP POTABLE REUSE | DIRECT POTABLE REUSE | 0 | 5725 | 5723 | 5722 | 8955 | 11754
M | LIVESTOCK, CAMERON | M | BAYVIEW ID CONSERVATION | OTHER CONSERVATION | 19 | 20 | 22 | 24 | 27 | 29
M | LIVESTOCK, CAMERON | M | CAMERON COUNTY ID NO. 2 CONSERVATION | OTHER CONSERVATION | 42 | 51 | 60 | 69 | 79 | 88
M | LIVESTOCK, CAMERON | M | CAMERON COUNTY ID NO. 6 (LOS FRESNOS) CONSERVATION | OTHER CONSERVATION | 16 | 19 | 22 | 25 | 29 | 32
M | LIVESTOCK, CAMERON | M | HIDALGO AND CAMERON COUNTY ID NO. 9 CONSERVATION | OTHER CONSERVATION | 4 | 6 | 8 | 10 | 13 | 15
M | LIVESTOCK, CAMERON | M | LA FERIA ID CONSERVATION | OTHER CONSERVATION | 69 | 70 | 71 | 72 | 73 | 73
M | LIVESTOCK, HIDALGO | M | DELTA LAKE ID CONSERVATION | OTHER CONSERVATION | 39 | 76 | 113 | 150 | 187 | 225
M | LIVESTOCK, HIDALGO | M | HIDALGO AND CAMERON COUNTY ID NO. 9 CONSERVATION | OTHER CONSERVATION | 46 | 75 | 105 | 134 | 164 | 193
M | LIVESTOCK, WILLACY | M | DELTA LAKE ID CONSERVATION | OTHER CONSERVATION | 30 | 58 | 87 | 115 | 143 | 171
M | LOS FRESNOS | M | CAMERON COUNTY ID NO. 6 (LOS FRESNOS) CONSERVATION | MUNICIPAL CONSERVATION | 114 | 138 | 161 | 185 | 208 | 231
M | LOS INDIOS | M | ADVANCED MUNICIPAL CONSERVATION - LOS INDIOS | MUNICIPAL CONSERVATION | 0 | 0 | 0 | 2 | 13 | 26
M | LOS INDIOS | M | CONVERSION OF IRRIGATION WATER RIGHTS TO DMI | OTHER SURFACE WATER | 8 | 28 | 45 | 64 | 92 | 114
M | LOS INDIOS | M | ERHWSC SURFACE WATER TREATMENT PLANT AND CONVERTED WR | OTHER SURFACE WATER | 10 | 10 | 10 | 10 | 10 | 10
M | LOS INDIOS | M | MHWSC EXPAND EXISTING GW SUPPLIES - CAMERON COUNTY | GROUNDWATER WELLS AND OTHER | 50 | 50 | 50 | 50 | 50 | 50
M | LYFORD | M | DELTA LAKE ID CONSERVATION | MUNICIPAL CONSERVATION | 51 | 100 | 148 | 197 | 245 | 294
M | LYFORD | M | LYFORD BRACKISH GROUNDWATER WELL AND DESALINATION | GROUNDWATER DESALINATION | 1120 | 1120 | 1120 | 1120 | 1120 | 1120
M | MANUFACTURING, CAMERON | M | BAYVIEW ID CONSERVATION | OTHER CONSERVATION | 4 | 4 | 5 | 5 | 5 | 6
M | MANUFACTURING, CAMERON | M | BROWNSVILLE BANCO MORALES RESERVOIR | OTHER SURFACE WATER | 77 | 78 | 78 | 78 | 78 | 79
M | MANUFACTURING, CAMERON | M | BROWNSVILLE RESACA RESTORATION | OTHER SURFACE WATER | 5 | 5 | 5 | 5 | 5 | 5
M | MANUFACTURING, CAMERON | M | BROWNSVILLE SEAWATER DESALINATION | SEAWATER DESALINATION | 56 | 56 | 56 | 56 | 565 | 565
M | MANUFACTURING, CAMERON | M | BROWNSVILLE SOUTHSIDE WWTP POTABLE REUSE | DIRECT POTABLE REUSE | 0 | 23 | 23 | 23 | 29 | 29
M | MANUFACTURING, CAMERON | M | CAMERON COUNTY CONVERSION OF WRS | OTHER SURFACE WATER | 0 | 0 | 170 | 470 | 365 | 808
M | MANUFACTURING, CAMERON | M | CAMERON COUNTY ID NO. 6 (LOS FRESNOS) CONSERVATION | OTHER CONSERVATION | 3 | 4 | 5 | 5 | 6 | 7
M | MANUFACTURING, CAMERON | M | HARLINGEN ID CONSERVATION | OTHER CONSERVATION | 5 | 17 | 29 | 42 | 54 | 66
M | MANUFACTURING, CAMERON | M | HARLINGEN WWTP 2 POTABLE REUSE | DIRECT POTABLE REUSE | 0 | 0 | 22 | 22 | 22 | 22
M | MANUFACTURING, CAMERON | M | IMPLEMENTATION OF BEST MANAGEMENT PRACTICES | OTHER CONSERVATION | 471 | 511 | 551 | 586 | 632 | 683
M | MANUFACTURING, CAMERON | M | LAGUNA MADRE NEW BGD PLANT | GROUNDWATER DESALINATION | bar: 3 5 to 7 66
M | MANUFACTURING, HIDALGO | M | CONVERSION OF IRRIGATION WATER RIGHTS TO DMI | OTHER SURFACE WATER | 202 | 551 | 909 | 1222 | 1645 | 2100
M | MANUFACTURING, HIDALGO | M | DELTA LAKE ID CONSERVATION | OTHER CONSERVATION | 28 | 55 | 82 | 109 | 136 | 163
M | MANUFACTURING, HIDALGO | M | EDINBURG NON-POTABLE REUSE | OTHER DIRECT REUSE | 1298 | 740 | 166 | 0 | 0 | 0
M | MANUFACTURING, HIDALGO | M | HIDALGO COUNTY ID NO. 1 CONSERVATION | OTHER CONSERVATION | 15 | 17 | 18 | 19 | 21 | 22
M | MANUFACTURING, HIDALGO | M | HIDALGO COUNTY WID NO. 3 CONSERVATION | OTHER CONSERVATION | 66 | 76 | 85 | 95 | 104 | 114
M | MANUFACTURING, HIDALGO | M | IMPLEMENTATION OF BEST MANAGEMENT PRACTICES | OTHER CONSERVATION | 546 | 591 | 636 | 676 | 728 | 784
M | MANUFACTURING, HIDALGO | M | NAWSC LA SARA RO PLANT EXPANSION | GROUNDWATER DESALINATION | 0 | 0 | 0 | 0 | 0 | 1
M | MANUFACTURING, HIDALGO | M | NORTH CAMERON REGIONAL WTP WELLFIELD EXPANSION | GROUNDWATER DESALINATION | 160 | 160 | 160 | 160 | 160 | 160
M | MANUFACTURING, HIDALGO | M | VALLEY ACRES ID CONSERVATION | OTHER CONSERVATION | 14 | 17 | 21 | 25 | 30 | 35
M | MANUFACTURING, MAVERICK | M | IMPLEMENTATION OF BEST MANAGEMENT PRACTICES | OTHER CONSERVATION | 9 | 10 | 10 | 11 | 11 | 12
M | MANUFACTURING, MAVERICK | M | MAVERICK MANUFACTURING NEW GROUNDWATER SUPPLY | GROUNDWATER WELLS AND OTHER | 100 | 100 | 100 | 100 | 100 | 100
M | MANUFACTURING, STARR | M | IMPLEMENTATION OF BEST MANAGEMENT PRACTICES | OTHER CONSERVATION | 1 | 2 | 2 | 2 | 2 | 2
M | MANUFACTURING, STARR | M | STARR COUNTY CONVERSION OF WR | OTHER SURFACE WATER | 0 | 0 | 0 | 1 | 2 | 3
M | MANUFACTURING, WEBB | M | IMPLEMENTATION OF BEST MANAGEMENT PRACTICES | OTHER CONSERVATION | 2 | 2 | 2 | 2 | 4 | 4
M | MANUFACTURING, WEBB | M | SOUTH LAREDO WWTP POTABLE REUSE | DIRECT POTABLE REUSE | 0 | 0 | 2 | 3 | 5 | 6
M | MANUFACTURING, WILLACY | M | DELTA LAKE ID CONSERVATION | OTHER CONSERVATION | 4 | 9 | 13 | 17 | 21 | 25
M | MANUFACTURING, WILLACY | M | HIDALGO COUNTY ID NO. 1 CONSERVATION | OTHER CONSERVATION | 3 | 3 | 3 | 3 | 4 | 4
M | MANUFACTURING, WILLACY | M | IMPLEMENTATION OF BEST MANAGEMENT PRACTICES | OTHER CONSERVATION | 14 | 14 | 14 | 14 | 14 | 14
M | MANUFACTURING, WILLACY | M | NAWSC LA SARA RO PLANT EXPANSION | GROUNDWATER DESALINATION | 0 | 0 | 0 | 0 | 0 | 1
M | MANUFACTURING, WILLACY | M | NORTH CAMERON REGIONAL WTP WELLFIELD EXPANSION | GROUNDWATER DESALINATION | 85 | 85 | 85 | 85 | 85 | 85
M | MANUFACTURING, WILLACY | M | WILLACY COUNTY CONVERSION OF WR | OTHER SURFACE WATER | 2 | 4 | 7 | 9 | 10 | 10
M | MCALLEN | M | ADVANCED MUNICIPAL CONSERVATION - MCALLEN | MUNICIPAL CONSERVATION | 1674 | 5608 | 10888 | 17372 | 23904 | 29468
M | MCALLEN | M | CONVERSION OF IRRIGATION WATER RIGHTS TO DMI | OTHER SURFACE WATER | 0 | 0 | 800 | 800 | 2200 | 4700
M | MCALLEN | M | HIDALGO COUNTY ID NO. 1 CONSERVATION | MUNICIPAL CONSERVATION | 542 | 586 | 629 | 673 | 716 | 760
M | MCALLEN | M | HIDALGO COUNTY ID NO. 2 CONSERVATION | MUNICIPAL CONSERVATION | 359 | 595 | 832 | 1068 | 1305 | 1541
M | MCALLEN | M | HIDALGO COUNTY WID NO. 3 CONSERVATION | MUNICIPAL CONSERVATION | 1802 | 2063 | 2324 | 2585 | 2846 | 3107
M | MCALLEN | M | MCALLEN BGD PLANT | GROUNDWATER DESALINATION | 2688 | 2688 | 2688 | 2688 | 2688 | 2688
M | MCALLEN | M | MCALLEN HCID NO. 1 RAW WATER LINE PROJECT | OTHER SURFACE WATER | 800 | 800 | 800 | 800 | 800 | 800
M | MCALLEN | M | MCALLEN NORTH WWTP POTABLE REUSE | DIRECT POTABLE REUSE | 0 | 0 | 1120 | 2000 | 2000 | 2000
M | MCALLEN | M | MCALLEN SOUTH WWTP POTABLE REUSE | DIRECT POTABLE REUSE | 0 | 2000 | 2500 | 3500 | 3500 | 3500
M | MCALLEN | M | UNITED ID CONSERVATION | MUNICIPAL CONSERVATION | 2052 | 2298 | 2544 | 2791 | 3037 | 3283
M | MCALLEN | M | UNITED ID OFF-CHANNEL RESERVOIR | OTHER SURFACE WATER | 133 | 135 | 137 | 140 | 142 | 144
M | MERCEDES | M | ADVANCED MUNICIPAL CONSERVATION - MERCEDES | MUNICIPAL CONSERVATION | 0 | 0 | 80 | 225 | 433 | 679
M | MERCEDES | M | HIDALGO AND CAMERON COUNTY ID NO. 9 CONSERVATION | MUNICIPAL CONSERVATION | 136 | 223 | 310 | 397 | 484 | 571
M | MERCEDES | M | MERCEDES POTABLE REUSE | DIRECT POTABLE REUSE | 1670 | 1670 | 1670 | 1670 | 1670 | 1670
M | MILITARY HIGHWAY WSC | M | ADVANCED MUNICIPAL CONSERVATION - MILITARY HIGHWAY WSC | MUNICIPAL CONSERVATION | 0 | 133 | 375 | 719 | 1163 | 1681
M | MILITARY HIGHWAY WSC | M | CAMERON COUNTY ID NO. 2 CONSERVATION | MUNICIPAL CONSERVATION | 7 | 9 | 10 | 12 | 13 | 15
M | MILITARY HIGHWAY WSC | M | CONVERSION OF IRRIGATION WATER RIGHTS TO DMI | OTHER SURFACE WATER | 255 | 919 | 1505 | 2131 | 2730 | 3489
M | MILITARY HIGHWAY WSC | M | DELTA LAKE ID CONSERVATION | MUNICIPAL CONSERVATION | 0 | 1 | 1 | 1 | 1 | 2
M | MILITARY HIGHWAY WSC | M | DONNA ID CONSERVATION | MUNICIPAL CONSERVATION | 0 | 0 | 0 | 0 | 0 | 1
M | MILITARY HIGHWAY WSC | M | ERHWSC SURFACE WATER TREATMENT PLANT AND CONVERTED WR | OTHER SURFACE WATER | 280 | 280 | 280 | 280 | 280 | 280
M | MILITARY HIGHWAY WSC | M | HARLINGEN ID CONSERVATION | MUNICIPAL CONSERVATION | 20 | 69 | 120 | 169 | 220 | 270
M | MILITARY HIGHWAY WSC | M | HARLINGEN WWTP 2 POTABLE REUSE | DIRECT POTABLE REUSE | 0 | 0 | 17 | 17 | 17 | 17
M | MILITARY HIGHWAY WSC | M | HIDALGO AND CAMERON COUNTY ID NO. 9 CONSERVATION | MUNICIPAL CONSERVATION | 0 | 0 | 0 | 1 | 1 | 1
M | MILITARY HIGHWAY WSC | M | MHWSC EXPAND EXISTING GW SUPPLIES - CAMERON COUNTY | GROUNDWATER WELLS AND OTHER | 401 | 401 | 401 | 401 | 401 | 401
M | MILITARY HIGHWAY WSC | M | NAWSC CONVERTED WATER RIGHTS AND DELTA WTP EXPANSION | OTHER SURFACE WATER | 0 | 0 | 2 | 3 | 3 | 3
M | MILITARY HIGHWAY WSC | M | NAWSC CONVERTED WATER RIGHTS AND WTP NO. 5 EXPANSION | OTHER SURFACE WATER | 0 | 2 | 2 | 2 | 2 | 2
M | MILITARY HIGHWAY WSC | M | NAWSC DELTA AREA RO WTP EXPANSION | GROUNDWATER DESALINATION | 0 | 0 | 0 | 0 | 1 | 1
M | MILITARY HIGHWAY WSC | M | NAWSC LA SARA RO PLANT EXPANSION | GROUNDWATER DESALINATION | 0 | 0 | 0 | 0 | 0 | 1
M | MILITARY HIGHWAY WSC | M | NORTH CAMERON REGIONAL WTP WELLFIELD EXPANSION | GROUNDWATER WELLS AND OTHER | 61 | 61 | 61 | 61 | 61 | 61
M | MINING, CAMERON | M | IMPLEMENTATION OF BEST MANAGEMENT PRACTICES | OTHER CONSERVATION | 26 | 28 | 19 | 13 | 6 | 3
M | MINING, HIDALGO | M | AGUA SUD EAST WWTP POTABLE REUSE | DIRECT POTABLE REUSE | 2 | 2 | 2 | 4 | 4 | 4
M | MINING, HIDALGO | M | AGUA SUD WEST WWTP POTABLE REUSE | DIRECT POTABLE REUSE | 1 | 1 | 10 | 10 | 10 | 10
M | MINING, HIDALGO | M | HIDALGO COUNTY ID NO. 16 CONSERVATION | OTHER CONSERVATION | 11 | 15 | 19 | 22 | 25 | 28
M | MINING, HIDALGO | M | HIDALGO COUNTY ID NO. 6 CONSERVATION | OTHER CONSERVATION | 1 | 1 | 1 | 1 | 2 | 2
M | MINING, HIDALGO | M | HIDALGO COUNTY WCID NO. 18 CONSERVATION | OTHER CONSERVATION | 89 | 102 | 115 | 127 | 139 | 152
M | MINING, HIDALGO | M | HIDALGO COUNTY WID NO. 3 CONSERVATION | OTHER CONSERVATION | 11 | 13 | 14 | 16 | 17 | 19
M | MINING, HIDALGO | M | IMPLEMENTATION OF BEST MANAGEMENT PRACTICES | OTHER CONSERVATION | 285 | 362 | 420 | 482 | 553 | 643
M | MINING, JIM HOGG | M | IMPLEMENTATION OF BEST MANAGEMENT PRACTICES | OTHER CONSERVATION | 9 | 10 | 8 | 6 | 3 | 2
M | MINING, MAVERICK | M | IMPLEMENTATION OF BEST MANAGEMENT PRACTICES | OTHER CONSERVATION | 199 | 274 | 294 | 230 | 168 | 121
M | MINING, MAVERICK | M | MAVERICK COUNTY WCID CONSERVATION | OTHER CONSERVATION | 63 | 70 | 78 | 85 | 93 | 100
M | MINING, STARR | M | IMPLEMENTATION OF BEST MANAGEMENT PRACTICES | OTHER CONSERVATION | 57 | 70 | 78 | 86 | 96 | 109
M | MINING, WEBB | M | IMPLEMENTATION OF BEST MANAGEMENT PRACTICES | OTHER CONSERVATION | 1034 | 804 | 604 | 411 | 184 | 134
M | MINING, WILLACY | M | IMPLEMENTATION OF BEST MANAGEMENT PRACTICES | OTHER CONSERVATION | 5 | 5 | 4 | 3 | 2 | 1
M | MINING, ZAPATA | M | IMPLEMENTATION OF BEST MANAGEMENT PRACTICES | OTHER CONSERVATION | 91 | 95 | 71 | 53 | 33 | 21
M | MISSION | M | ADVANCED MUNICIPAL CONSERVATION - MISSION | MUNICIPAL CONSERVATION | 925 | 3046 | 5874 | 8424 | 10984 | 13799
M | MISSION | M | AGUA SUD EAST WWTP POTABLE REUSE | DIRECT POTABLE REUSE | 4 | 4 | 4 | 10 | 10 | 10
M | MISSION | M | AGUA SUD WEST WWTP POTABLE REUSE | DIRECT POTABLE REUSE | 3 | 3 | 12 | 12 | 12 | 12
M | MISSION | M | CONVERSION OF IRRIGATION WATER RIGHTS TO DMI | OTHER SURFACE WATER | 0 | 600 | 2100 | 3500 | 3500 | 3500
M | MISSION | M | HIDALGO COUNTY ID NO. 16 CONSERVATION | MUNICIPAL CONSERVATION | 1 | 2 | 2 | 2 | 3 | 3
M | MISSION | M | HIDALGO COUNTY ID NO. 6 CONSERVATION | MUNICIPAL CONSERVATION | 3 | 3 | 4 | 4 | 4 | 5
M | MISSION | M | MISSION BGD PLANT | GROUNDWATER DESALINATION | 2688 | 2688 | 2688 | 2688 | 2688 | 2688
M | MISSION | M | MISSION WWTP POTABLE REUSE | DIRECT POTABLE REUSE | 3920 | 3920 | 3920 | 7840 | 7840 | 7840
M | MISSION | M | UNITED ID CONSERVATION | MUNICIPAL CONSERVATION | 2052 | 2298 | 2544 | 2791 | 3037 | 3283
M | MISSION | M | UNITED ID OFF-CHANNEL RESERVOIR | OTHER SURFACE WATER | 41 | 41 | 42 | 43 | 44 | 44
M | NORTH ALAMO WSC | M | ADVANCED MUNICIPAL CONSERVATION - NORTH ALAMO WSC | MUNICIPAL CONSERVATION | 860 | 1925 | 3586 | 5792 | 8505 | 11601
M | NORTH ALAMO WSC | M | DELTA LAKE ID CONSERVATION | MUNICIPAL CONSERVATION | 399 | 776 | 1156 | 1534 | 1912 | 2292
M | NORTH ALAMO WSC | M | DONNA ID CONSERVATION | MUNICIPAL CONSERVATION | 51 | 200 | 348 | 495 | 646 | 792
M | NORTH ALAMO WSC | M | HIDALGO AND CAMERON COUNTY ID NO. 9 CONSERVATION | MUNICIPAL CONSERVATION | 247 | 403 | 562 | 719 | 875 | 1033
M | NORTH ALAMO WSC | M | HIDALGO COUNTY ID NO. 1 CONSERVATION | MUNICIPAL CONSERVATION | 587 | 637 | 682 | 728 | 776 | 823
M | NORTH ALAMO WSC | M | HIDALGO COUNTY ID NO. 2 CONSERVATION | MUNICIPAL CONSERVATION | 161 | 267 | 373 | 480 | 586 | 692
M | NORTH ALAMO WSC | M | NAWSC CONVERTED WATER RIGHTS AND DELTA WTP EXPANSION | OTHER SURFACE WATER | 0 | 0 | 3753 | 4900 | 4900 | 4900
M | NORTH ALAMO WSC | M | NAWSC CONVERTED WATER RIGHTS AND WTP NO. 5 EXPANSION | OTHER SURFACE WATER | 481 | 3533 | 3533 | 3533 | 3533 | 3533
M | NORTH ALAMO WSC | M | NAWSC DELTA AREA RO WTP EXPANSION | GROUNDWATER DESALINATION | 0 | 0 | 0 | 0 | 1410 | 1410
M | NORTH ALAMO WSC | M | NAWSC LA SARA RO PLANT EXPANSION | GROUNDWATER DESALINATION | 0 | 0 | 0 | 0 | 0 | 997
M | NORTH ALAMO WSC | M | NORTH CAMERON REGIONAL WTP WELLFIELD EXPANSION | GROUNDWATER WELLS AND OTHER | 492 | 492 | 492 | 492 | 492 | 492
M | NORTH ALAMO WSC | M | SANTA CRUZ ID CONSERVATION | MUNICIPAL CONSERVATION | 267 | 292 | 316 | 342 | 367 | 394
M | OLMITO WSC | M | ADVANCED MUNICIPAL CONSERVATION - OLMITO WSC | MUNICIPAL CONSERVATION | 22 | 85 | 140 | 196 | 265 | 346
M | OLMITO WSC | M | CAMERON COUNTY ID NO. 6 (LOS FRESNOS) CONSERVATION | MUNICIPAL CONSERVATION | 84 | 101 | 119 | 136 | 153 | 170
M | OLMITO WSC | M | CONVERSION OF IRRIGATION WATER RIGHTS TO DMI | OTHER SURFACE WATER | 200 | 200 | 200 | 300 | 300 | 300
M | PALM VALLEY | M | ADVANCED MUNICIPAL CONSERVATION - PALM VALLEY | MUNICIPAL CONSERVATION | 8 | 31 | 52 | 73 | 100 | 131
M | PALM VALLEY | M | HARLINGEN ID CONSERVATION | MUNICIPAL CONSERVATION | 85 | 26 | 45 | 64 | 83 | 102
M | PALM VALLEY | M | HARLINGEN WWTP 2 POTABLE REUSE | DIRECT POTABLE REUSE | 0 | 0 | 34 | 34 | 34 | 34
M | PALMHURST | M | ADVANCED MUNICIPAL CONSERVATION - PALMHURST | MUNICIPAL CONSERVATION | 57 | 166 | 306 | 472 | 659 | 861
M | PALMHURST | M | CONVERSION OF IRRIGATION WATER RIGHTS TO DMI | OTHER SURFACE WATER | 39 | 118 | 195 | 285 | 432 | 438
M | PALMHURST | M | HIDALGO COUNTY ID NO. 1 CONSERVATION | MUNICIPAL CONSERVATION | 40 | 44 | 47 | 50 | 53 | 57
M | PALMHURST | M | SANTA CRUZ ID CONSERVATION | MUNICIPAL CONSERVATION | 20 | 22 | 24 | 25 | 27 | 29
M | PALMHURST | M | SHARYLAND WSC WELL AND RO UNIT AT WTP #2 | GROUNDWATER DESALINATION | 90 | 90 | 90 | 90 | 90 | 90
M | PALMHURST | M | SHARYLAND WSC WELL AND RO UNIT AT WTP #3 | GROUNDWATER DESALINATION | 72 | 72 | 72 | 72 | 72 | 72
M | PALMHURST | M | UNITED ID CONSERVATION | MUNICIPAL CONSERVATION | 53 | 59 | 66 | 72 | 78 | 85
M | PALMVIEW | M | ADVANCED MUNICIPAL CONSERVATION - PALMVIEW | MUNICIPAL CONSERVATION | 0 | 0 | 21 | 75 | 145 | 230
M | PALMVIEW | M | AGUA SUD EAST WWTP POTABLE REUSE | DIRECT POTABLE REUSE | 100 | 100 | 100 | 146 | 146 | 146
M | PALMVIEW | M | AGUA SUD WEST WWTP POTABLE REUSE | DIRECT POTABLE REUSE | 75 | 75 | 299 | 299 | 299 | 299
M | PALMVIEW | M | CONVERSION OF IRRIGATION WATER RIGHTS TO DMI | OTHER SURFACE WATER | 8 | 16 | 40 | 72 | 104 | 104
M | PALMVIEW | M | HIDALGO COUNTY ID NO. 16 CONSERVATION | MUNICIPAL CONSERVATION | 27 | 35 | 43 | 51 | 59 | 66
M | PALMVIEW | M | HIDALGO COUNTY ID NO. 6 CONSERVATION | MUNICIPAL CONSERVATION | 69 | 76 | 83 | 91 | 98 | 105
M | PENITAS | M | ADVANCED MUNICIPAL CONSERVATION - PENITAS | MUNICIPAL CONSERVATION | 0 | 5 | 39 | 86 | 147 | 218
M | PENITAS | M | AGUA SUD EAST WWTP POTABLE REUSE | DIRECT POTABLE REUSE | 81 | 81 | 81 | 123 | 123 | 123
M | PENITAS | M | AGUA SUD WEST WWTP POTABLE REUSE | DIRECT POTABLE REUSE | 61 | 61 | 240 | 240 | 240 | 240
M | PENITAS | M | CONVERSION OF IRRIGATION WATER RIGHTS TO DMI | OTHER SURFACE WATER | 4 | 8 | 20 | 36 | 52 | 52
M | PENITAS | M | HIDALGO COUNTY ID NO. 16 CONSERVATION | MUNICIPAL CONSERVATION | 22 | 28 | 35 | 41 | 47 | 54
M | PENITAS | M | HIDALGO COUNTY ID NO. 6 CONSERVATION | MUNICIPAL CONSERVATION | 56 | 62 | 68 | 74 | 79 | 85
M | PHARR | M | ADVANCED MUNICIPAL CONSERVATION - PHARR | MUNICIPAL CONSERVATION | 0 | 0 | 167 | 848 | 1777 | 2884
M | PHARR | M | HIDALGO COUNTY ID NO. 2 CONSERVATION | MUNICIPAL CONSERVATION | 420 | 697 | 974 | 1250 | 1527 | 1804
M | PHARR | M | PHARR DIRECT POTABLE REUSE | DIRECT POTABLE REUSE | 6721 | 6721 | 6721 | 6721 | 6721 | 6721
M | PORT ISABEL | M | ADVANCED MUNICIPAL CONSERVATION - PORT ISABEL | MUNICIPAL CONSERVATION | 52 | 170 | 318 | 500 | 654 | 810
M | PORT ISABEL | M | BAYVIEW ID CONSERVATION | MUNICIPAL CONSERVATION | 180 | 204 | 217 | 236 | 256 | 277
M | PORT ISABEL | M | CAMERON COUNTY ID NO. 6 (LOS FRESNOS) CONSERVATION | MUNICIPAL CONSERVATION | 153 | 184 | 215 | 246 | 277 | 308
M | PORT ISABEL | M | LAGUNA MADRE NEW BGD PLANT | GROUNDWATER DESALINATION | 425 | 425 | 425 | 425 | 425 | 425
M | PORT ISABEL | M | LAGUNA MADRE WD - PORT ISABEL WATER RECLAMATION FACILITY | DIRECT POTABLE REUSE | 156 | 156 | 156 | 156 | 156 | 156
M | PRIMERA | M | ADVANCED MUNICIPAL CONSERVATION - PRIMERA | MUNICIPAL CONSERVATION | 0 | 0 | 9 | 31 | 63 | 102
M | PRIMERA | M | DELTA LAKE ID CONSERVATION | MUNICIPAL CONSERVATION | 1 | 2 | 2 | 3 | 4 | 4
M | PRIMERA | M | DONNA ID CONSERVATION | MUNICIPAL CONSERVATION | 0 | 0 | 1 | 1 | 1 | 2
M | PRIMERA | M | HARLINGEN ID CONSERVATION | MUNICIPAL CONSERVATION | 11 | 37 | 64 | 90 | 117 | 143
M | PRIMERA | M | HARLINGEN WWTP 2 POTABLE REUSE | DIRECT POTABLE REUSE | 0 | 0 | 48 | 48 | 48 | 48
M | PRIMERA | M | HIDALGO AND CAMERON COUNTY ID NO. 9 CONSERVATION | MUNICIPAL CONSERVATION | 0 | 1 | 1 | 1 | 2 | 2
M | PRIMERA | M | HIDALGO COUNTY ID NO. 1 CONSERVATION | MUNICIPAL CONSERVATION | 0 | 0 | 1 | 1 | 1 | 1
M | PRIMERA | M | HIDALGO COUNTY ID NO. 2 CONSERVATION | MUNICIPAL CONSERVATION | 0 | 1 | 1 | 1 | 1 | 1
M | PRIMERA | M | NAWSC CONVERTED WATER RIGHTS AND DELTA WTP EXPANSION | OTHER SURFACE WATER | 0 | 0 | 2 | 3 | 3 | 3
M | PRIMERA | M | NAWSC CONVERTED WATER RIGHTS AND WTP NO. 5 EXPANSION | OTHER SURFACE WATER | 0 | 6 | 6 | 6 | 6 | 6
M | PRIMERA | M | NAWSC DELTA AREA RO WTP EXPANSION | GROUNDWATER DESALINATION | 0 | 0 | 0 | 0 | 4 | 4
M | PRIMERA | M | NAWSC LA SARA RO PLANT EXPANSION | GROUNDWATER DESALINATION | 0 | 0 | 0 | 0 | 0 | 2
M | PRIMERA | M | NORTH CAMERON REGIONAL WTP WELLFIELD EXPANSION | GROUNDWATER DESALINATION | bar: 56 to 85
M | PRIMERA | M | PRIMERA RO PLANT WITH WELL | GROUNDWATER DESALINATION | 1120 | 1120 | 1120 | 1120 | 1120 | 1120
M | PRIMERA | M | SANTA CRUZ ID CONSERVATION | MUNICIPAL CONSERVATION | bar: 56 to 85
M | PROGRESO | M | ADVANCED MUNICIPAL CONSERVATION - PROGRESO | MUNICIPAL CONSERVATION | 0 | 0 | 7 | 55 | 122 | 202
M | PROGRESO | M | CONVERSION OF IRRIGATION WATER RIGHTS TO DMI | OTHER SURFACE WATER | 34 | 139 | 227 | 321 | 460 | 573
M | PROGRESO | M | ERHWSC SURFACE WATER TREATMENT PLANT AND CONVERTED WR | OTHER SURFACE WATER | 100 | 100 | 100 | 100 | 100 | 100
M | PROGRESO | M | MHWSC EXPAND EXISTING GW SUPPLIES - CAMERON COUNTY | GROUNDWATER WELLS AND OTHER | 150 | 150 | 150 | 150 | 150 | 150
M | RANCHO VIEJO | M | ADVANCED MUNICIPAL CONSERVATION - RANCHO VIEJO | MUNICIPAL CONSERVATION | 50 | 135 | 239 | 361 | 500 | 652
M | RAYMONDVILLE | M | ADVANCED MUNICIPAL CONSERVATION - RAYMONDVILLE | MUNICIPAL CONSERVATION | 0 | 0 | 34 | 107 | 208 | 324
M | RAYMONDVILLE | M | DELTA LAKE ID CONSERVATION | MUNICIPAL CONSERVATION | 297 | 577 | 858 | 1139 | 1420 | 1701
M | RIO BRAVO | M | ADVANCED MUNICIPAL CONSERVATION - RIO BRAVO | MUNICIPAL CONSERVATION | 0 | 0 | 0 | 0 | 41 | 96
M | RIO BRAVO | M | WEBB COUNTY WATER UTILITY EXPAND EXISTING GROUNDWATER SUPPLY | GROUNDWATER WELLS AND OTHER | 0 | 0 | 0 | 0 | 150 | 150
M | RIO GRANDE CITY | M | ADVANCED MUNICIPAL CONSERVATION - RIO GRANDE CITY | MUNICIPAL CONSERVATION | 173 | 512 | 906 | 1356 | 1801 | 2108
M | RIO GRANDE CITY | M | HIDALGO COUNTY ID NO. 2 CONSERVATION | MUNICIPAL CONSERVATION | 22 | 37 | 51 | 66 | 80 | 95
M | RIO GRANDE CITY | M | RIO GRANDE CITY WATER METER REPLACEMENT | MUNICIPAL CONSERVATION | 160 | 160 | 160 | 160 | 160 | 160
M | RIO HONDO | M | CAMERON COUNTY ID NO. 2 CONSERVATION | MUNICIPAL CONSERVATION | 92 | 113 | 134 | 154 | 175 | 196
M | RIO HONDO | M | RIO HONDO EMERGENCY INTERCONNECTS | GROUNDWATER WELLS AND OTHER; OTHER SURFACE WATER | 70 | 70 | 70 | 70 | 70 | 70
M | RIO WSC | M | ADVANCED MUNICIPAL CONSERVATION - RIO WSC | MUNICIPAL CONSERVATION | 0 | 0 | 9 | 29 | 55 | 84
M | RIO WSC | M | HIDALGO COUNTY ID NO. 2 CONSERVATION | MUNICIPAL CONSERVATION | 3 | 4 | 6 | 7 | 9 | 11
M | RIO WSC | M | RIO GRANDE CITY WATER METER REPLACEMENT | MUNICIPAL CONSERVATION | 162 | 162 | 162 | 162 | 162 | 162
M | ROMA | M | ADVANCED MUNICIPAL CONSERVATION - ROMA | MUNICIPAL CONSERVATION | 0 | 0 | 0 | 0 | 0 | 93
M | ROMA | M | ROMA WATER RIGHT PURCHASE AND REGIONAL WTP | OTHER SURFACE WATER | 100 | 100 | 100 | 100 | 100 | 100
M | SAN BENITO | M | ADVANCED MUNICIPAL CONSERVATION - SAN BENITO | MUNICIPAL CONSERVATION | 0 | 0 | 0 | 146 | 420 | 750
M | SAN BENITO | M | CAMERON COUNTY ID NO. 2 CONSERVATION | MUNICIPAL CONSERVATION | 730 | 894 | 1057 | 1220 | 1384 | 1547
M | SAN BENITO | M | SAN BENITO GROUNDWATER SUPPLY | GROUNDWATER WELLS AND OTHER | 1120 | 1120 | 1120 | 1120 | 1120 | 1120
M | SAN JUAN | M | ADVANCED MUNICIPAL CONSERVATION - SAN JUAN | MUNICIPAL CONSERVATION | 0 | 15 | 330 | 799 | 1411 | 2128
M | SAN JUAN | M | CONVERSION OF IRRIGATION WATER RIGHTS TO DMI | OTHER SURFACE WATER | 202 | 809 | 1614 | 1620 | 1950 | 1950
M | SAN JUAN | M | DELTA LAKE ID CONSERVATION | MUNICIPAL CONSERVATION | 28 | 54 | 80 | 106 | 132 | 158
M | SAN JUAN | M | DONNA ID CONSERVATION | MUNICIPAL CONSERVATION | 4 | 14 | 24 | 35 | 45 | 56
M | SAN JUAN | M | ERHWSC SURFACE WATER TREATMENT PLANT AND CONVERTED WR | OTHER SURFACE WATER | 5 | 5 | 5 | 5 | 5 | 5
M | SAN JUAN | M | HIDALGO AND CAMERON COUNTY ID NO. 9 CONSERVATION | MUNICIPAL CONSERVATION | 17 | 28 | 39 | 50 | 61 | 72
M | SAN JUAN | M | HIDALGO COUNTY ID NO. 1 CONSERVATION | MUNICIPAL CONSERVATION | 15 | 16 | 18 | 19 | 20 | 21
M | SAN JUAN | M | HIDALGO COUNTY ID NO. 2 CONSERVATION | MUNICIPAL CONSERVATION | 144 | 240 | 335 | 431 | 526 | 622
M | SAN JUAN | M | MHWSC EXPAND EXISTING GW SUPPLIES - CAMERON COUNTY | GROUNDWATER WELLS AND OTHER | 5 | 5 | 5 | 5 | 5 | 5
M | SAN JUAN | M | NAWSC CONVERTED WATER RIGHTS AND DELTA WTP EXPANSION | OTHER SURFACE WATER | 0 | 0 | 227 | 735 | 735 | 735
M | SAN JUAN | M | NAWSC CONVERTED WATER RIGHTS AND WTP NO. 5 EXPANSION | OTHER SURFACE WATER | 12 | 230 | 230 | 230 | 230 | 230
M | SAN JUAN | M | NAWSC DELTA AREA RO WTP EXPANSION | GROUNDWATER DESALINATION | 0 | 0 | 0 | 0 | 800 | 800
M | SAN JUAN | M | NAWSC LA SARA RO PLANT EXPANSION | GROUNDWATER DESALINATION | 0 | 0 | 0 | 0 | 0 | 70
M | SAN JUAN | M | NORTH CAMERON REGIONAL WTP WELLFIELD EXPANSION | GROUNDWATER DESALINATION | 52 | 52 | 52 | 52 | 52 | 52
M | SAN JUAN | M | SAN JUAN WTP UPGRADE AND EXPANSION TO INCLUDE BGD | GROUNDWATER DESALINATION | 1792 | 1792 | 1792 | 1792 | 1792 | 1792
M | SAN JUAN | M | SANTA CRUZ ID CONSERVATION | MUNICIPAL CONSERVATION | 19 | 20 | 22 | 24 | 26 | 28
M | SAN PERLITA | M | ADVANCED MUNICIPAL CONSERVATION - SAN PERLITA | MUNICIPAL CONSERVATION | 14 | 38 | 63 | 93 | 121 | 153
M | SAN PERLITA | M | DELTA LAKE ID CONSERVATION | MUNICIPAL CONSERVATION | 4 | 7 | 11 | 14 | 18 | 21
M | SAN PERLITA | M | DONNA ID CONSERVATION | MUNICIPAL CONSERVATION | 0 | 2 | 3 | 5 | 6 | 7
M | SAN PERLITA | M | HIDALGO AND CAMERON COUNTY ID NO. 9 CONSERVATION | MUNICIPAL CONSERVATION | 2 | 4 | 5 | 7 | 8 | 10
M | SAN PERLITA | M | HIDALGO COUNTY ID NO. 1 CONSERVATION | MUNICIPAL CONSERVATION | 2 | 2 | 2 | 3 | 3 | 3
M | SAN PERLITA | M | HIDALGO COUNTY ID NO. 2 CONSERVATION | MUNICIPAL CONSERVATION | 2 | 3 | 4 | 5203 | 5 | 6
M | SAN PERLITA | M | NAWSC CONVERTED WATER RIGHTS AND DELTA WTP EXPANSION | OTHER SURFACE WATER | 0 | 0 | 30 | 44 | 44 | 44
M | SAN PERLITA | M | NAWSC CONVERTED WATER RIGHTS AND WTP NO. 5 EXPANSION | OTHER SURFACE WATER | 2 | 30 | 30 | 30 | 30 | 30
M | SAN PERLITA | M | NAWSC DELTA AREA RO WTP EXPANSION | GROUNDWATER DESALINATION | 0 | 0 | 0 | 0 | 19 | 19
M | SAN PERLITA | M | NAWSC LA SARA RO PLANT EXPANSION | GROUNDWATER DESALINATION | 0 | 0 | 0 | 0 | 0 | 9
M | SAN PERLITA | M | NORTH CAMERON REGIONAL WTP WELLFIELD EXPANSION | GROUNDWATER DESALINATION | 7 | 7 | 7 | 7 | 7 | 7
M | SAN PERLITA | M | SANTA CRUZ ID CONSERVATION | MUNICIPAL CONSERVATION | 3 | 3 | 3 | 3 | 3 | 4
M | SAN YGNACIO MUD | M | ADVANCED MUNICIPAL CONSERVATION - SAN YGNACIO MUD | MUNICIPAL CONSERVATION | 6 | 23 | 40 | 55 | 74 | 97
M | SANTA ROSA | M | ADVANCED MUNICIPAL CONSERVATION - SANTA ROSA | MUNICIPAL CONSERVATION | 0 | 0 | 0 | 0 | 1 | 24
M | SANTA ROSA | M | CONVERSION OF IRRIGATION WATER RIGHTS TO DMI | OTHER SURFACE WATER | 0 | 25 | 50 | 100 | 150 | 175
M | SANTA ROSA | M | LA FERIA ID CONSERVATION | MUNICIPAL CONSERVATION | 72 | 73 | 74 | 75 | 76 | 77
M | SEBASTIAN MUD | M | LA FERIA ID CONSERVATION | MUNICIPAL CONSERVATION | 62 | 63 | 63 | 64 | 65 | 66
M | SHARYLAND WSC | M | ADVANCED MUNICIPAL CONSERVATION - SHARYLAND WSC | MUNICIPAL CONSERVATION | 231 | 968 | 1507 | 2235 | 3141 | 4164
M | SHARYLAND WSC | M | CONVERSION OF IRRIGATION WATER RIGHTS TO DMI | OTHER SURFACE WATER | 470 | 1378 | 2323 | 3298 | 4982 | 5055
M | SHARYLAND WSC | M | HIDALGO COUNTY ID NO. 1 CONSERVATION | MUNICIPAL CONSERVATION | 580 | 626 | 672 | 719 | 765 | 812
M | SHARYLAND WSC | M | SANTA CRUZ ID CONSERVATION | MUNICIPAL CONSERVATION | 166 | 181 | 196 | 212 | 228 | 244
M | SHARYLAND WSC | M | SHARYLAND WSC WELL AND RO UNIT AT WTP #2 | GROUNDWATER DESALINATION | 621 | 621 | 621 | 621 | 621 | 621
M | SHARYLAND WSC | M | SHARYLAND WSC WELL AND RO UNIT AT WTP #3 | GROUNDWATER DESALINATION | 657 | 657 | 657 | 657 | 657 | 657
M | SHARYLAND WSC | M | UNITED ID CONSERVATION | MUNICIPAL CONSERVATION | 441 | 494 | 547 | 600 | 653 | 706
M | SHARYLAND WSC | M | UNITED ID OFF-CHANNEL RESERVOIR | OTHER SURFACE WATER | 4 | 4 | 4 | 4 | 4 | 4
M | SOUTH PADRE ISLAND | M | ADVANCED MUNICIPAL CONSERVATION - SOUTH PADRE ISLAND | MUNICIPAL CONSERVATION | 248 | 606 | 1028 | 1518 | 2065 | 2662
M | SOUTH PADRE ISLAND | M | BAYVIEW ID CONSERVATION | MUNICIPAL CONSERVATION | 437 | 481 | 527 | 574 | 624 | 675
M | SOUTH PADRE ISLAND | M | CAMERON COUNTY ID NO. 6 (LOS FRESNOS) CONSERVATION | MUNICIPAL CONSERVATION | 371 | 447 | 523 | 598 | 674 | 750
M | SOUTH PADRE ISLAND | M | LAGUNA MADRE NEW BGD PLANT | GROUNDWATER DESALINATION | 1034 | 1034 | 1034 | 1034 | 1034 | 1034
M | SOUTH PADRE ISLAND | M | LAGUNA MADRE WD - PORT ISABEL WATER RECLAMATION FACILITY | DIRECT POTABLE REUSE | 379 | 379 | 379 | 379 | 379 | 379
M | STEAM ELECTRIC POWER, CAMERON | M | BROWNSVILLE BANCO MORALES RESERVOIR | OTHER SURFACE WATER | 46 | 46 | 46 | 46 | 46 | 46
M | STEAM ELECTRIC POWER, CAMERON | M | BROWNSVILLE NON-POTABLE WATER REUSE PIPELINE | OTHER DIRECT REUSE | 6721 | 6721 | 6721 | 6721 | 6721 | 6721
M | STEAM ELECTRIC POWER, CAMERON | M | BROWNSVILLE RESACA RESTORATION | OTHER SURFACE WATER | 11 | 11 | 11 | 11 | 11 | 11
M | STEAM ELECTRIC POWER, CAMERON | M | BROWNSVILLE SEAWATER DESALINATION | SEAWATER DESALINATION | 33 | 33 | 33 | 33 | 332 | 332
M | STEAM ELECTRIC POWER, CAMERON | M | BROWNSVILLE SOUTHSIDE WWTP POTABLE REUSE | DIRECT POTABLE REUSE | 0 | 48 | 48 | 48 | 60 | 60
M | STEAM ELECTRIC POWER, CAMERON | M | DELTA LAKE ID CONSERVATION | OTHER CONSERVATION | 40 | 77 | 115 | 153 | 190 | 228
M | STEAM ELECTRIC POWER, CAMERON | M | IMPLEMENTATION OF BEST MANAGEMENT PRACTICES | OTHER CONSERVATION | 152 | 178 | 209 | 248 | 294 | 343
M | STEAM ELECTRIC POWER, HIDALGO | M | CAMERON COUNTY CONVERSION OF WRS | OTHER SURFACE WATER | 0 | 813 | 1484 | 2048 | 3021 | 2578
M | STEAM ELECTRIC POWER, HIDALGO | M | CONVERSION OF IRRIGATION WATER RIGHTS TO DMI | OTHER SURFACE WATER | 318 | 1743 | 3753 | 6987 | 10638 | 14249
M | STEAM ELECTRIC POWER, HIDALGO | M | HIDALGO COUNTY ID NO. 1 CONSERVATION | OTHER CONSERVATION | 34 | 37 | 39 | 42 | 45 | 48
M | STEAM ELECTRIC POWER, HIDALGO | M | HIDALGO COUNTY ID NO. 6 CONSERVATION | OTHER CONSERVATION | 16 | 17 | 19 | 20 | 22 | 24
M | STEAM ELECTRIC POWER, HIDALGO | M | HIDALGO STEAM-ELEC. ADDITIONAL GROUNDWATER WELLS | GROUNDWATER WELLS AND OTHER | 100 | 100 | 100 | 100 | 100 | 100
M | STEAM ELECTRIC POWER, HIDALGO | M | IMPLEMENTATION OF BEST MANAGEMENT PRACTICES | OTHER CONSERVATION | 1415 | 1655 | 1946 | 2302 | 2735 | 3251
M | STEAM ELECTRIC POWER, HIDALGO | M | VALLEY ACRES ID CONSERVATION | OTHER CONSERVATION | 67 | 83 | 102 | 121 | 143 | 166
M | STEAM ELECTRIC POWER, WEBB | M | IMPLEMENTATION OF BEST MANAGEMENT PRACTICES | OTHER CONSERVATION | 130 | 152 | 178 | 211 | 251 | 298
M | SULLIVAN CITY | M | ADVANCED MUNICIPAL CONSERVATION - SULLIVAN CITY | MUNICIPAL CONSERVATION | 0 | 0 | 0 | 13 | 61 | 118
M | SULLIVAN CITY | M | AGUA SUD EAST WWTP POTABLE REUSE | DIRECT POTABLE REUSE | 73 | 73 | 73 | 88 | 88 | 88
M | SULLIVAN CITY | M | AGUA SUD WEST WWTP POTABLE REUSE | DIRECT POTABLE REUSE | 55 | 55 | 279 | 279 | 279 | 279
M | SULLIVAN CITY | M | CONVERSION OF IRRIGATION WATER RIGHTS TO DMI | OTHER SURFACE WATER | 8 | 16 | 40 | 72 | 104 | 104
M | SULLIVAN CITY | M | HIDALGO COUNTY ID NO. 16 CONSERVATION | MUNICIPAL CONSERVATION | 20 | 26 | 31 | 37 | 43 | 49
M | SULLIVAN CITY | M | HIDALGO COUNTY ID NO. 6 CONSERVATION | MUNICIPAL CONSERVATION | 50 | 56 | 61 | 66 | 72 | 77
M | UNION WSC | M | ADVANCED MUNICIPAL CONSERVATION - UNION WSC | MUNICIPAL CONSERVATION | 0 | 0 | 25 | 70 | 124 | 185
M | UNION WSC | M | UNION WSC BGD PLANT | GROUNDWATER DESALINATION | 560 | 560 | 560 | 560 | 560 | 560
M | UNION WSC | M | UNION WSC WATER METER AND WATER LINE REPLACEMENT | MUNICIPAL CONSERVATION | 88 | 88 | 88 | 88 | 88 | 88
M | WESLACO | M | ADVANCED MUNICIPAL CONSERVATION - WESLACO | MUNICIPAL CONSERVATION | 241 | 893 | 1427 | 2144 | 3030 | 4032
M | WESLACO | M | CONVERSION OF IRRIGATION WATER RIGHTS TO DMI | OTHER SURFACE WATER | 679 | 1375 | 3000 | 3500 | 3500 | 3500
M | WESLACO | M | HIDALGO AND CAMERON COUNTY ID NO. 9 CONSERVATION | MUNICIPAL CONSERVATION | 479 | 785 | 1092 | 1399 | 1706 | 2013
M | WESLACO | M | NAWSC CONVERTED WATER RIGHTS AND WTP NO. 5 EXPANSION | OTHER SURFACE WATER | 370 | 370 | 370 | 370 | 370 | 370
M | WESLACO | M | WESLACO GROUNDWATER DEVELOPMENT AND BLENDING | GROUNDWATER WELLS AND OTHER | 560 | 560 | 560 | 560 | 560 | 560
M | WESLACO | M | WESLACO NORTH WWTP POTABLE REUSE | DIRECT POTABLE REUSE | 1120 | 1120 | 1120 | 1120 | 3360 | 3360
M | ZAPATA COUNTY WATERWORKS | M | ADVANCED MUNICIPAL CONSERVATION - ZAPATA COUNTY WATERWORKS | MUNICIPAL CONSERVATION | 81 | 294 | 491 | 692 | 942 | 1232
M | ZAPATA COUNTY WATERWORKS | M | ZAPATA NEW GROUNDWATER SUPPLY | GROUNDWATER WELLS AND OTHER | 1300 | 1300 | 1300 | 1300 | 1300 | 1300
N | ALICE | N | BRACKISH GROUNDWATER DEVELOPMENT - ALICE | GROUNDWATER DESALINATION | 3363 | 3363 | 3363 | 3363 | 3363 | 3363
N | ALICE | L | GBRA LOWER BASIN OFF-CHANNEL RESERVOIR | NEW MAJOR RESERVOIR | 0 | 2800 | 2800 | 2800 | 2800 | 2800
N | ALICE | N | MUNICIPAL WATER CONSERVATION (RURAL) | MUNICIPAL CONSERVATION | 143 | 289 | 352 | 262 | 300 | 340
N | ALICE | N | O.N. STEVENS WTP IMPROVEMENTS | OTHER SURFACE WATER | 1204 | 0 | 0 | 0 | 0 | 0
N | ALICE | N | PIPELINE REPLACEMENT PROGRAM (ALICE) | MUNICIPAL CONSERVATION | 0 | 173 | 460 | 576 | 576 | 576
N | ALICE | N | REUSE - ALICE | OTHER DIRECT REUSE | 0 | 897 | 897 | 897 | 897 | 897
N | BEEVILLE | N | CHASE FIELD PROJECT - BEEVILLE | GROUNDWATER WELLS AND OTHER | 1457 | 1457 | 1457 | 1457 | 1457 | 1457
N | BEEVILLE | N | MUNICIPAL WATER CONSERVATION (RURAL) | MUNICIPAL CONSERVATION | 117 | 333 | 542 | 710 | 706 | 707
N | BEEVILLE | N | WELL CONVERSION PROJECT - BEEVILLE | GROUNDWATER WELLS AND OTHER | 340 | 340 | 340 | 340 | 340 | 340
N | BENAVIDES | N | MUNICIPAL WATER CONSERVATION (RURAL) | MUNICIPAL CONSERVATION | 4 | 0 | 0 | 0 | 0 | 0
N | BISHOP | N | MUNICIPAL WATER CONSERVATION (SUBURBAN) | MUNICIPAL CONSERVATION | 16 | 39 | 27 | 23 | 23 | 23
N | CORPUS CHRISTI | N | MUNICIPAL WATER CONSERVATION (URBAN) | MUNICIPAL CONSERVATION | 2305 | 7354 | 10985 | 10667 | 10765 | 10898
N | COUNTY-OTHER, KENEDY | N | MUNICIPAL WATER CONSERVATION (SUBURBAN) | MUNICIPAL CONSERVATION | 17 | 40 | 60 | 79 | 97 | 113
N | COUNTY-OTHER, KLEBERG | N | MUNICIPAL WATER CONSERVATION (SUBURBAN) | MUNICIPAL CONSERVATION | 13 | 24 | 15 | 15 | 14 | 15
N | FALFURRIAS | N | MUNICIPAL WATER CONSERVATION (RURAL) | MUNICIPAL CONSERVATION | 91 | 224 | 360 | 508 | 649 | 786
N | FREER | N | MUNICIPAL WATER CONSERVATION (RURAL) | MUNICIPAL CONSERVATION | 24 | 73 | 124 | 168 | 171 | 175
N | FULTON | N | MUNICIPAL WATER CONSERVATION (SUBURBAN) | MUNICIPAL CONSERVATION | 12 | 33 | 46 | 44 | 44 | 44
N | GEORGE WEST | N | MUNICIPAL WATER CONSERVATION (RURAL) | MUNICIPAL CONSERVATION | 15 | 46 | 44 | 40 | 39 | 39
N | GREGORY | N | MUNICIPAL WATER CONSERVATION (SUBURBAN) | MUNICIPAL CONSERVATION | 8 | 11 | 6 | 6 | 5 | 5
N | IRRIGATION, MCMULLEN | N | GULF COAST AQUIFER SUPPLIES - MCMULLEN IRRIGATION | GROUNDWATER WELLS AND OTHER | 43 | 43 | 43 | 43 | 43 | 43
N | IRRIGATION, MCMULLEN | N | IRRIGATION WATER CONSERVATION | IRRIGATION CONSERVATION | 1 | 2 | 3 | 5 | 6 | 8
N | IRRIGATION, SAN PATRICIO | N | GULF COAST AQUIFER - SAN PATRICIO IRRIGATION | GROUNDWATER WELLS AND OTHER | 0 | 0 | 0 | 237 | 237 | 237
N | IRRIGATION, SAN PATRICIO | N | IRRIGATION WATER CONSERVATION | IRRIGATION CONSERVATION | 0 | 0 | 0 | 1494 | 2063 | 2795
N | IRRIGATION, SAN PATRICIO | N | SUPPLY REDUCTION FOR SAN PATRICIO IRRIGATION | GROUNDWATER WELLS AND OTHER | 0 | 0 | 0 | 466 | 466 | 466
N | MANUFACTURING, NUECES | N | ADDITIONAL REUSE - CORPUS CHRISTI | OTHER DIRECT REUSE | 0 | 20178 | 20178 | 20178 | 20178 | 20178
N | MANUFACTURING, NUECES | L | GBRA LOWER BASIN OFF-CHANNEL RESERVOIR | NEW MAJOR RESERVOIR | 0 | 5200 | 5200 | 5200 | 5200 | 5200
N | MANUFACTURING, NUECES | N | MANUFACTURING WATER CONSERVATION | OTHER CONSERVATION | 501 | 542 | 583 | 626 | 668 | 709
N | MANUFACTURING, NUECES | N | O.N. STEVENS WTP IMPROVEMENTS | OTHER SURFACE WATER | 20739 | 13095 | 5656 | 0 | 0 | 0
N | MANUFACTURING, NUECES | N | SEAWATER DESALINATION | SEAWATER DESALINATION | 0 | 9000 | 9000 | 9000 | 9000 | 9000
N | MANUFACTURING, SAN PATRICIO | L | GBRA LOWER BASIN OFF-CHANNEL RESERVOIR | NEW MAJOR RESERVOIR | 0 | 8000 | 8000 | 8000 | 8000 | 8000
N | MANUFACTURING, SAN PATRICIO | N | MANUFACTURING WATER CONSERVATION | OTHER CONSERVATION | 540 | 582 | 624 | 665 | 706 | 748
N | MANUFACTURING, SAN PATRICIO | N | PORTLAND REUSE PIPELINE | OTHER DIRECT REUSE | 2240 | 2240 | 2240 | 2240 | 2240 | 2240
N | MANUFACTURING, SAN PATRICIO | N | SEAWATER DESALINATION | SEAWATER DESALINATION | 0 | 9000 | 9000 | 9000 | 9000 | 9000
N | MANUFACTURING, SAN PATRICIO | N | SPMWD INDUSTRIAL WTP IMPROVEMENTS | OTHER SURFACE WATER | 7460 | 6250 | 5222 | 4253 | 3041 | 1765
N | MINING, MCMULLEN | N | ADDITIONAL GULF COAST AQUIFER - MCMULLEN MINING | GROUNDWATER WELLS AND OTHER | 112 | 112 | 112 | 112 | 112 | 112
N | MINING, MCMULLEN | N | MCMULLEN COUNTY SUPPLY REDUCTION - MINING | GROUNDWATER WELLS AND OTHER | 449 | 449 | 449 | 449 | 449 | 449
N | MINING, MCMULLEN | N | MCMULLEN MINING MINOR AQUIFER DEVELOPMENT | GROUNDWATER WELLS AND OTHER | 405 | 405 | 405 | 405 | 405 | 405
N | MINING, MCMULLEN | N | MINING WATER CONSERVATION | OTHER CONSERVATION | 106 | 240 | 357 | 262 | 231 | 196
N | ORANGE GROVE | N | MUNICIPAL WATER CONSERVATION (RURAL) | MUNICIPAL CONSERVATION | 18 | 49 | 83 | 120 | 159 | 183
N | PORT ARANSAS | N | MUNICIPAL WATER CONSERVATION (SUBURBAN) | MUNICIPAL CONSERVATION | 160 | 374 | 589 | 792 | 985 | 1161
N | PORTLAND | N | MUNICIPAL WATER CONSERVATION (SUBURBAN) | MUNICIPAL CONSERVATION | 74 | 49 | 0 | 0 | 0 | 0
N | PREMONT | N | MUNICIPAL WATER CONSERVATION (RURAL) | MUNICIPAL CONSERVATION | 31 | 87 | 149 | 221 | 289 | 303
N | RIVER ACRES WSC | N | MUNICIPAL WATER CONSERVATION (SUBURBAN) | MUNICIPAL CONSERVATION | 9 | 0 | 0 | 0 | 0 | 0
N | ROBSTOWN | N | LOCAL BALANCING RESERVOIR - ROBSTOWN | OTHER SURFACE WATER | 1583 | 1583 | 1583 | 1583 | 1583 | 1583
N | ROBSTOWN | N | MUNICIPAL WATER CONSERVATION (SUBURBAN) | MUNICIPAL CONSERVATION | 125 | 336 | 532 | 748 | 884 | 884
N | ROCKPORT | N | MUNICIPAL WATER CONSERVATION (SUBURBAN) | MUNICIPAL CONSERVATION | 66 | 192 | 172 | 159 | 156 | 156
N | SAN DIEGO | N | GULF COAST AQUIFER SUPPLIES - SAN DIEGO | GROUNDWATER WELLS AND OTHER | 0 | 158 | 158 | 158 | 158 | 158
N | SAN DIEGO | N | MUNICIPAL WATER CONSERVATION (RURAL) | MUNICIPAL CONSERVATION | 29 | 94 | 117 | 117 | 119 | 122
N | SINTON | N | MUNICIPAL WATER CONSERVATION (SUBURBAN) | MUNICIPAL CONSERVATION | 62 | 170 | 277 | 385 | 447 | 451
N | STEAM ELECTRIC POWER, NUECES | L | GBRA LOWER BASIN OFF-CHANNEL RESERVOIR | NEW MAJOR RESERVOIR | 0 | 4000 | 4000 | 4000 | 4000 | 4000
N | STEAM ELECTRIC POWER, NUECES | N | MANUFACTURING WATER CONSERVATION | OTHER CONSERVATION | 40 | 40 | 40 | 40 | 40 | 40
N | STEAM ELECTRIC POWER, NUECES | N | O.N. STEVENS WTP IMPROVEMENTS | OTHER SURFACE WATER | 7286 | 4601 | 1987 | 0 | 0 | 0
N | STEAM ELECTRIC POWER, NUECES | N | SEAWATER DESALINATION | SEAWATER DESALINATION | 0 | 4420 | 4420 | 4420 | 4420 | 4420
N | THREE RIVERS | N | MUNICIPAL WATER CONSERVATION (RURAL) | MUNICIPAL CONSERVATION | 11 | 22 | 15 | 15 | 14 | 15
O | ABERNATHY | O | HALE COUNTY - ABERNATHY GROUNDWATER DESALINATION | GROUNDWATER DESALINATION | 150 | 150 | 150 | 150 | 150 | 150
O | ABERNATHY | O | HALE COUNTY - ABERNATHY MUNICIPAL WATER CONSERVATION | MUNICIPAL CONSERVATION | 35 | 37 | 38 | 38 | 40 | 41
O | AMHERST | O | LAMB COUNTY - AMHERST LOCAL GROUNDWATER DEVELOPMENT | GROUNDWATER WELLS AND OTHER | 50 | 50 | 50 | 50 | 50 | 50
O | AMHERST | O | LAMB COUNTY - AMHERST MUNICIPAL WATER CONSERVATION | MUNICIPAL CONSERVATION | 5 | 5 | 5 | 6 | 6 | 6
O | ANTON | O | HOCKLEY COUNTY - ANTON MUNICIPAL WATER CONSERVATION | MUNICIPAL CONSERVATION | 8 | 8 | 8 | 8 | 9 | 9
O | BOVINA | O | PARMER COUNTY - BOVINA LOCAL GROUNDWATER DEVELOPMENT | GROUNDWATER WELLS AND OTHER | 0 | 0 | 120 | 120 | 120 | 120
O | BOVINA | O | PARMER COUNTY - BOVINA MUNICIPAL WATER CONSERVATION | MUNICIPAL CONSERVATION | 19 | 20 | 21 | 23 | 25 | 27
O | BROWNFIELD | A | CONJUNCTIVE USE - CRMWA | CONJUNCTIVE USE | 137 | 138 | 140 | 144 | 144 | 144
O | BROWNFIELD | A | EXPAND CAPACITY CRMWA II | GROUNDWATER WELLS AND OTHER | 0 | 662 | 673 | 692 | 691 | 691
O | BROWNFIELD | A | REPLACE WELL CAPACITY FOR CRMWA I | GROUNDWATER WELLS AND OTHER | 0 | 124 | 182 | 274 | 331 | 403
O | BROWNFIELD | O | TERRY COUNTY - BROWNFIELD MUNICIPAL WATER CONSERVATION | MUNICIPAL CONSERVATION | 90 | 93 | 92 | 69 | 72 | 75
O | COUNTY-OTHER, BAILEY | O | BAILEY COUNTY-OTHER LOCAL GROUNDWATER DEVELOPMENT | GROUNDWATER WELLS AND OTHER | 0 | 0 | 150 | 150 | 150 | 150
O | COUNTY-OTHER, BRISCOE | O | BRISCOE COUNTY-OTHER MUNICIPAL WATER CONSERVATION | MUNICIPAL CONSERVATION | 15 | 15 | 14 | 14 | 14 | 14
O | COUNTY-OTHER, COCHRAN | O | COCHRAN COUNTY-OTHER MUNICIPAL WATER CONSERVATION | MUNICIPAL CONSERVATION | 25 | 27 | 28 | 28 | 29 | 29
O | COUNTY-OTHER, DAWSON | O | DAWSON COUNTY-OTHER LOCAL GROUNDWATER DEVELOPMENT | GROUNDWATER WELLS AND OTHER | 0 | 0 | 150 | 150 | 150 | 150
O | COUNTY-OTHER, GAINES | O | GAINES COUNTY-OTHER LOCAL GROUNDWATER DEVELOPMENT | GROUNDWATER WELLS AND OTHER | 600 | 600 | 1500 | 1500 | 2000 | 1622
O | COUNTY-OTHER, GARZA | O | GARZA COUNTY - SOUTH GARZA WATER SUPPLY | OTHER SURFACE WATER | 270 | 270 | 270 | 270 | 270 | 270
O | COUNTY-OTHER, HOCKLEY | O | HOCKLEY COUNTY-OTHER LOCAL GROUNDWATER DEVELOPMENT | GROUNDWATER WELLS AND OTHER | 150 | 150 | 150 | 150 | 150 | 150
O | COUNTY-OTHER, LYNN | O | LYNN COUNTY-OTHER LOCAL GROUNDWATER DEVELOPMENT | GROUNDWATER WELLS AND OTHER | 100 | 100 | 100 | 100 | 100 | 100
O | COUNTY-OTHER, MOTLEY | O | MOTLEY COUNTY-OTHER MUNICIPAL WATER CONSERVATION | MUNICIPAL CONSERVATION | 5 | 5 | 5 | 5 | 5 | 5
O | COUNTY-OTHER, PARMER | O | PARMER COUNTY-OTHER LOCAL GROUNDWATER DEVELOPMENT | GROUNDWATER WELLS AND OTHER | 0 | 0 | 0 | 0 | 50 | 50
O | COUNTY-OTHER, PARMER | O | PARMER COUNTY-OTHER MUNICIPAL WATER CONSERVATION | MUNICIPAL CONSERVATION | 32 | 34 | 36 | 39 | 42 | 45
O | DENVER CITY | O | YOAKUM COUNTY - DENVER CITY LOCAL GROUNDWATER DEVELOPMENT | GROUNDWATER WELLS AND OTHER | 925 | 925 | 925 | 925 | 925 | 925
O | DENVER CITY | O | YOAKUM COUNTY - DENVER CITY MUNICIPAL WATER CONSERVATION | MUNICIPAL CONSERVATION | 71 | 79 | 86 | 94 | 103 | 112
O | DIMMITT | O | CASTRO COUNTY - DIMMITT LOCAL GROUNDWATER DEVELOPMENT | GROUNDWATER WELLS AND OTHER | 0 | 0 | 300 | 300 | 300 | 300
O | DIMMITT | O | CASTRO COUNTY - DIMMITT MUNICIPAL WATER CONSERVATION | MUNICIPAL CONSERVATION | 55 | 58 | 60 | 63 | 65 | 67
O | EARTH | O | LAMB COUNTY - EARTH MUNICIPAL WATER CONSERVATION | MUNICIPAL CONSERVATION | 10 | 10 | 9 | 9 | 8 | 8
O | FARWELL | O | PARMER COUNTY - FARWELL LOCAL GROUNDWATER DEVELOPMENT | GROUNDWATER WELLS AND OTHER | 0 | 0 | 0 | 125 | 125 | 125
O | FARWELL | O | PARMER COUNTY - FARWELL MUNICIPAL WATER CONSERVATION | MUNICIPAL CONSERVATION | 20 | 21 | 23 | 25 | 27 | 29
O | FARWELL | O | PARMER COUNTY - FARWELL POTABLE REUSE | DIRECT POTABLE REUSE | 64 | 64 | 64 | 64 | 64 | 64
O | FLOYDADA | O | FLOYD COUNTY - FLOYDADA MUNICIPAL WATER CONSERVATION | MUNICIPAL CONSERVATION | 29 | 30 | 30 | 31 | 32 | 33
O | FRIONA | O | PARMER COUNTY - FRIONA LOCAL GROUNDWATER DEVELOPMENT | GROUNDWATER WELLS AND OTHER | 0 | 0 | 0 | 80 | 80 | 80
O | FRIONA | O | PARMER COUNTY - FRIONA MUNICIPAL WATER CONSERVATION | MUNICIPAL CONSERVATION | 41 | 45 | 48 | 51 | 55 | 59
O | HART | O | CASTRO COUNTY - HART LOCAL GROUNDWATER DEVELOPMENT | GROUNDWATER WELLS AND OTHER | 0 | 0 | 100 | 100 | 100 | 100
O | HEREFORD | O | DEAF SMITH COUNTY - HEREFORD MUNICIPAL WATER CONSERVATION | MUNICIPAL CONSERVATION | 198 | 223 | 251 | 286 | 315 | 346
O | IDALOU | O | LUBBOCK COUNTY - IDALOU LOCAL GROUNDWATER DEVELOPMENT | GROUNDWATER WELLS AND OTHER | 0 | 100 | 100 | 100 | 100 | 100
O | IDALOU | O | LUBBOCK COUNTY - IDALOU MUNICIPAL WATER CONSERVATION | MUNICIPAL CONSERVATION | 21 | 21 | 22 | 23 | 23 | 24
O | IRRIGATION, BAILEY | O | BAILEY COUNTY IRRIGATION WATER CONSERVATION | IRRIGATION CONSERVATION | 1846 | 1846 | 2652 | 2652 | 2752 | 2752
O | IRRIGATION, BRISCOE | O | BRISCOE COUNTY IRRIGATION WATER CONSERVATION | IRRIGATION CONSERVATION | 1667 | 1667 | 1899 | 1899 | 2474 | 2474
O | IRRIGATION, CASTRO | O | CASTRO COUNTY IRRIGATION WATER CONSERVATION | IRRIGATION CONSERVATION | 6253 | 6253 | 8350 | 8350 | 8478 | 8478
O | IRRIGATION, COCHRAN | O | COCHRAN COUNTY IRRIGATION WATER CONSERVATION | IRRIGATION CONSERVATION | 1768 | 1768 | 2977 | 2977 | 3642 | 3642
O | IRRIGATION, CROSBY | O | CROSBY COUNTY IRRIGATION WATER CONSERVATION | IRRIGATION CONSERVATION | 5514 | 5514 | 10180 | 10180 | 13995 | 13995
O | IRRIGATION, DAWSON | O | DAWSON COUNTY IRRIGATION WATER CONSERVATION | IRRIGATION CONSERVATION | 5410 | 5410 | 9610 | 9610 | 12893 | 12893
O | IRRIGATION, DEAF SMITH | O | DEAF SMITH COUNTY IRRIGATION WATER CONSERVATION | IRRIGATION CONSERVATION | 5464 | 5464 | 8207 | 8207 | 8019 | 8019
O | IRRIGATION, DICKENS | O | DICKENS COUNTY IRRIGATION WATER CONSERVATION | IRRIGATION CONSERVATION | 480 | 480 | 936 | 936 | 1385 | 1385
O | IRRIGATION, FLOYD | O | FLOYD COUNTY IRRIGATION WATER CONSERVATION | IRRIGATION CONSERVATION | 6121 | 6121 | 11027 | 11027 | 14833 | 14833
O | IRRIGATION, GAINES | O | GAINES COUNTY IRRIGATION WATER CONSERVATION | IRRIGATION CONSERVATION | 11563 | 11563 | 12306 | 12306 | 9644 | 9644
O | IRRIGATION, GARZA | O | GARZA COUNTY IRRIGATION WATER CONSERVATION | IRRIGATION CONSERVATION | 584 | 584 | 1033 | 1033 | 1391 | 1391
O | IRRIGATION, HALE | O | HALE COUNTY IRRIGATION WATER CONSERVATION | IRRIGATION CONSERVATION | 6566 | 6566 | 12332 | 12332 | 16533 | 16533
O | IRRIGATION, HOCKLEY | O | HOCKLEY COUNTY IRRIGATION WATER CONSERVATION | IRRIGATION CONSERVATION | 4178 | 4178 | 6086 | 6086 | 8317 | 8317
O | IRRIGATION, LAMB | O | LAMB COUNTY IRRIGATION WATER CONSERVATION | IRRIGATION CONSERVATION | 6305 | 6305 | 8430 | 8430 | 7167 | 7167
O | IRRIGATION, LUBBOCK | O | LUBBOCK COUNTY IRRIGATION WATER CONSERVATION | IRRIGATION CONSERVATION | 5711 | 5711 | 8111 | 8111 | 10940 | 10940
O | IRRIGATION, LYNN | O | LYNN COUNTY IRRIGATION WATER CONSERVATION | IRRIGATION CONSERVATION | 4230 | 4230 | 7577 | 7577 | 10173 | 10173
O | IRRIGATION, MOTLEY | O | MOTLEY COUNTY IRRIGATION WATER CONSERVATION | IRRIGATION CONSERVATION | 485 | 485 | 971 | 971 | 1456 | 1456
O | IRRIGATION, PARMER | O | PARMER COUNTY IRRIGATION WATER CONSERVATION | IRRIGATION CONSERVATION | 2854 | 2854 | 2559 | 2559 | 3463 | 3463
O | IRRIGATION, SWISHER | O | SWISHER COUNTY IRRIGATION WATER CONSERVATION | IRRIGATION CONSERVATION | 4973 | 4973 | 6255 | 6255 | 7922 | 7922
O | IRRIGATION, TERRY | O | TERRY COUNTY IRRIGATION WATER CONSERVATION | IRRIGATION CONSERVATION | 7201 | 7201 | 8259 | 8259 | 4916 | 4916
O | IRRIGATION, YOAKUM | O | YOAKUM COUNTY IRRIGATION WATER CONSERVATION | IRRIGATION CONSERVATION | 2771 | 2771 | 3048 | 3048 | 2497 | 2497
O | LAMESA | A | CONJUNCTIVE USE - CRMWA | CONJUNCTIVE USE | 153 | 179 | 202 | 226 | 226 | 226
O | LAMESA | O | DAWSON COUNTY - LAMESA MUNICIPAL WATER CONSERVATION | MUNICIPAL CONSERVATION | 114 | 115 | 116 | 116 | 119 | 121
O | LAMESA | A | EXPAND CAPACITY CRMWA II | GROUNDWATER WELLS AND OTHER | 0 | 860 | 967 | 1087 | 1086 | 1085
O | LAMESA | A | REPLACE WELL CAPACITY FOR CRMWA I | GROUNDWATER WELLS AND OTHER | 0 | 161 | 262 | 430 | 520 | 633
O | LEVELLAND | A | CONJUNCTIVE USE - CRMWA | CONJUNCTIVE USE | 229 | 220 | 219 | 213 | 220 | 225
O | LEVELLAND | A | EXPAND CAPACITY CRMWA II | GROUNDWATER WELLS AND OTHER | 0 | 1059 | 1051 | 1023 | 1055 | 1082
O | LEVELLAND | O | HOCKLEY COUNTY - LEVELLAND MUNICIPAL WATER CONSERVATION | MUNICIPAL CONSERVATION | 116 | 53 | 0 | 0 | 0 | 0
O | LEVELLAND | A | REPLACE WELL CAPACITY FOR CRMWA I | GROUNDWATER WELLS AND OTHER | 0 | 199 | 285 | 405 | 505 | 631
O | LITTLEFIELD | O | LAMB COUNTY - LITTLEFIELD MUNICIPAL WATER CONSERVATION | MUNICIPAL CONSERVATION | 48 | 46 | 44 | 42 | 41 | 40
O | LOCKNEY | O | FLOYD COUNTY - LOCKNEY LOCAL GROUNDWATER DEVELOPMENT | GROUNDWATER WELLS AND OTHER | 240 | 240 | 240 | 240 | 240 | 240
O | LORENZO | O | CROSBY COUNTY - LORENZO MUNICIPAL WATER CONSERVATION | MUNICIPAL CONSERVATION | 12 | 12 | 13 | 14 | 15 | 15
O | LORENZO | O | CROSBY COUNTY - LORENZO WATER LOSS REDUCTION | MUNICIPAL CONSERVATION | 29 | 31 | 54 | 57 | 61 | 64
O | LUBBOCK | A | CONJUNCTIVE USE - CRMWA | CONJUNCTIVE USE | 3544 | 3584 | 3811 | 3870 | 3867 | 3864
O | LUBBOCK | A | EXPAND CAPACITY CRMWA II | GROUNDWATER WELLS AND OTHER | 0 | 17204 | 18294 | 18574 | 18560 | 18548
O | LUBBOCK | O | LUBBOCK COUNTY - LUBBOCK BAILEY COUNTY WELL FIELD CAPACITY MAINTENANCE | GROUNDWATER WELLS AND OTHER | 997 | 1443 | 2822 | 3120 | 3120 | 3120
O | LUBBOCK | O | LUBBOCK COUNTY - LUBBOCK BRACKISH WELL FIELD AT THE SOUTH WATER TREATMENT PLANT | GROUNDWATER DESALINATION | 1120 | 1120 | 1120 | 1120 | 1120 | 1120
O | LUBBOCK | O | LUBBOCK COUNTY - LUBBOCK CRMWA AQUIFER STORAGE AND RECOVERY | AQUIFER STORAGE AND RECOVERY | 0 | 6090 | 6090 | 6090 | 6090 | 6090
O | LUBBOCK | O | LUBBOCK COUNTY - LUBBOCK JIM BERTRAM LAKE 7 | NEW MAJOR RESERVOIR | 13800 | 13800 | 13800 | 13800 | 13800 | 13800
O | LUBBOCK | O | LUBBOCK COUNTY - LUBBOCK LAKE ALAN HENRY PHASE 2 | OTHER SURFACE WATER | 8000 | 8000 | 8000 | 8000 | 8000 | 8000
O | LUBBOCK | O | LUBBOCK COUNTY - LUBBOCK MUNICIPAL WATER CONSERVATION | MUNICIPAL CONSERVATION | 2287 | 2478 | 2674 | 2915 | 3139 | 3382
O | LUBBOCK | O | LUBBOCK COUNTY - LUBBOCK NORTH FORK SCALPING OPERATION | OTHER SURFACE WATER | 10390 | 9790 | 9220 | 8660 | 8110 | 7890
O | LUBBOCK | O | LUBBOCK COUNTY - LUBBOCK SOUTH LUBBOCK WELL FIELD | GROUNDWATER WELLS AND OTHER | 0 | 2613 | 2613 | 2613 | 2613 | 2613
O | LUBBOCK | A | REPLACE WELL CAPACITY FOR CRMWA I | GROUNDWATER WELLS AND OTHER | 0 | 3226 | 4955 | 7352 | 8894 | 10819
O | MATADOR | O | MOTLEY COUNTY - MATADOR MUNICIPAL WATER CONSERVATION | MUNICIPAL CONSERVATION | 11 | 10 | 10 | 10 | 10 | 10
O | MORTON | O | COCHRAN COUNTY - MORTON MUNICIPAL WATER CONSERVATION | MUNICIPAL CONSERVATION | 24 | 24 | 23 | 23 | 23 | 23
O | MORTON | O | COCHRAN COUNTY - MORTON WATER LOSS REDUCTION | MUNICIPAL CONSERVATION | 141 | 141 | 232 | 226 | 231 | 233
O | MULESHOE | O | BAILEY COUNTY - MULESHOE LOCAL GROUNDWATER DEVELOPMENT | GROUNDWATER WELLS AND OTHER | 0 | 300 | 300 | 300 | 500 | 500
O | MULESHOE | O | BAILEY COUNTY - MULESHOE MUNICIPAL WATER CONSERVATION | MUNICIPAL CONSERVATION | 59 | 64 | 70 | 76 | 83 | 89
O | O'DONNELL | A | CONJUNCTIVE USE - CRMWA | CONJUNCTIVE USE | 14 | 13 | 12 | 12 | 12 | 13
O | O'DONNELL | A | EXPAND CAPACITY CRMWA II | GROUNDWATER WELLS AND OTHER | 0 | 61 | 60 | 58 | 59 | 60
O | O'DONNELL | A | REPLACE WELL CAPACITY FOR CRMWA I | GROUNDWATER WELLS AND OTHER | 0 | 11 | 16 | 23 | 28 | 35
O | OLTON | O | LAMB COUNTY - OLTON MUNICIPAL WATER CONSERVATION | MUNICIPAL CONSERVATION | 23 | 23 | 23 | 22 | 22 | 22
O | PETERSBURG | O | HALE COUNTY - PETERSBURG MUNICIPAL WATER CONSERVATION | MUNICIPAL CONSERVATION | 16 | 17 | 17 | 16 | 17 | 17
O | PLAINS | O | YOAKUM COUNTY - PLAINS LOCAL GROUNDWATER DEVELOPMENT | GROUNDWATER WELLS AND OTHER | 500 | 500 | 500 | 500 | 500 | 500
O | PLAINS | O | YOAKUM COUNTY - PLAINS MUNICIPAL WATER CONSERVATION | MUNICIPAL CONSERVATION | 22 | 24 | 26 | 28 | 31 | 34
O | PLAINVIEW | A | CONJUNCTIVE USE - CRMWA | CONJUNCTIVE USE | 275 | 276 | 285 | 288 | 288 | 288
O | PLAINVIEW | A | EXPAND CAPACITY CRMWA II | GROUNDWATER WELLS AND OTHER | 0 | 1323 | 1367 | 1383 | 1382 | 1381
O | PLAINVIEW | O | HALE COUNTY - PLAINVIEW MUNICIPAL WATER CONSERVATION | MUNICIPAL CONSERVATION | 218 | 222 | 221 | 217 | 223 | 225
O | PLAINVIEW | A | REPLACE WELL CAPACITY FOR CRMWA I | GROUNDWATER WELLS AND OTHER | 0 | 248 | 370 | 548 | 662 | 806
O | RANSOM CANYON | O | LUBBOCK COUNTY - RANSOM CANYON MUNICIPAL WATER CONSERVATION | MUNICIPAL CONSERVATION | 17 | 18 | 19 | 20 | 21 | 22
O | SEAGRAVES | O | GAINES COUNTY - SEAGRAVES LOCAL GROUNDWATER DEVELOPMENT | GROUNDWATER WELLS AND OTHER | 0 | 0 | 0 | 50 | 50 | 50
O | SEAGRAVES | O | GAINES COUNTY - SEAGRAVES MUNICIPAL WATER CONSERVATION | MUNICIPAL CONSERVATION | 20 | 9 | 0 | 0 | 0 | 0
O | SEMINOLE | O | GAINES COUNTY - SEMINOLE GROUNDWATER DESALINATION | GROUNDWATER DESALINATION | 500 | 500 | 500 | 500 | 500 | 500
O | SEMINOLE | O | GAINES COUNTY - SEMINOLE LOCAL GROUNDWATER DEVELOPMENT | GROUNDWATER WELLS AND OTHER | 0 | 1000 | 1000 | 1000 | 1000 | 1000
O | SEMINOLE | O | GAINES COUNTY - SEMINOLE MUNICIPAL WATER CONSERVATION | MUNICIPAL CONSERVATION | 117 | 129 | 142 | 158 | 171 | 184
O | SHALLOWATER | O | LUBBOCK COUNTY - SHALLOWATER LOCAL GROUNDWATER DEVELOPMENT | GROUNDWATER WELLS AND OTHER | 0 | 400 | 400 | 400 | 400 | 400
O | SHALLOWATER | O | LUBBOCK COUNTY - SHALLOWATER WATER LOSS REDUCTION | MUNICIPAL CONSERVATION | 68 | 74 | 136 | 150 | 163 | 177
O | SILVERTON | O | BRISCOE COUNTY - SILVERTON LOCAL GROUNDWATER DEVELOPMENT | GROUNDWATER WELLS AND OTHER | 121 | 121 | 121 | 121 | 121 | 121
O | SILVERTON | O | BRISCOE COUNTY - SILVERTON MUNICIPAL WATER CONSERVATION | MUNICIPAL CONSERVATION | 6 | 6 | 2 | 2 | 2 | 2
O | SLATON | A | CONJUNCTIVE USE - CRMWA | CONJUNCTIVE USE | 140 | 131 | 127 | 122 | 121 | 121
O | SLATON | A | EXPAND CAPACITY CRMWA II | GROUNDWATER WELLS AND OTHER | 0 | 631 | 612 | 585 | 583 | 583
O | SLATON | A | REPLACE WELL CAPACITY FOR CRMWA I | GROUNDWATER WELLS AND OTHER | 0 | 118 | 166 | 231 | 279 | 340
O | SPUR | O | DICKENS COUNTY - SPUR MUNICIPAL WATER CONSERVATION | MUNICIPAL CONSERVATION | 9 | 9 | 9 | 8 | 8 | 8
O | SUDAN | O | LAMB COUNTY - SUDAN MUNICIPAL WATER CONSERVATION | MUNICIPAL CONSERVATION | 12 | 13 | 14 | 14 | 15 | 15
O | SUNDOWN | O | HOCKLEY COUNTY - SUNDOWN LOCAL GROUNDWATER DEVELOPMENT | GROUNDWATER WELLS AND OTHER | 0 | 0 | 0 | 0 | 0 | 100
O | SUNDOWN | O | HOCKLEY COUNTY - SUNDOWN MUNICIPAL WATER CONSERVATION | MUNICIPAL CONSERVATION | 21 | 22 | 22 | 22 | 23 | 24
O | SUNDOWN | O | HOCKLEY COUNTY - SUNDOWN WATER LOSS REDUCTION | MUNICIPAL CONSERVATION | 27 | 28 | 48 | 48 | 50 | 52
O | TAHOKA | A | CONJUNCTIVE USE - CRMWA | CONJUNCTIVE USE | 46 | 44 | 42 | 41 | 42 | 42
O | TAHOKA | A | EXPAND CAPACITY CRMWA II | GROUNDWATER WELLS AND OTHER | 0 | 210 | 203 | 196 | 200 | 204
O | TAHOKA | O | LYNN COUNTY - TAHOKA MUNICIPAL WATER CONSERVATION | MUNICIPAL CONSERVATION | 24 | 20 | 7 | 3 | 4 | 4
O | TAHOKA | A | REPLACE WELL CAPACITY FOR CRMWA I | GROUNDWATER WELLS AND OTHER | 0 | 39 | 55 | 78 | 96 | 119
O | TULIA | O | SWISHER COUNTY - TULIA LOCAL GROUNDWATER DEVELOPMENT | GROUNDWATER WELLS AND OTHER | 200 | 200 | 200 | 200 | 200 | 200
O | TULIA | O | SWISHER COUNTY - TULIA MUNICIPAL WATER CONSERVATION | MUNICIPAL CONSERVATION | 46 | 47 | 47 | 46 | 48 | 50
O | WOLFFORTH | O | LUBBOCK COUNTY - WOLFFORTH LOCAL GROUNDWATER DEVELOPMENT | GROUNDWATER WELLS AND OTHER | 0 | 726 | 726 | 726 | 726 | 726
O | WOLFFORTH | O | LUBBOCK COUNTY - WOLFFORTH MUNICIPAL WATER CONSERVATION | MUNICIPAL CONSERVATION | 38 | 37 | 29 | 26 | 29 | 32
O | WOLFFORTH | O | LUBBOCK COUNTY - WOLFFORTH POTABLE REUSE | DIRECT POTABLE REUSE | 0 | 560 | 560 | 560 | 560 | 560
P | EDNA | P | DROUGHT MANAGEMENT | DROUGHT MANAGEMENT | 33 | 33 | 33 | 33 | 33 | 33
P | EL CAMPO | K | DROUGHT MANAGEMENT | DROUGHT MANAGEMENT | bar: 17 to 22
P | EL CAMPO | P | DROUGHT MANAGEMENT | DROUGHT MANAGEMENT | 86 | 87 | 89 | 91 | 93 | 95
P | EL CAMPO | P | MUNICIPAL CONSERVATION - EL CAMPO | MUNICIPAL CONSERVATION | 109 | 170 | 237 | 333 | 329 | 336
P | GANADO | P | DROUGHT MANAGEMENT | DROUGHT MANAGEMENT | 54 | 54 | 53 | 53 | 53 | 54
P | HALLETTSVILLE | P | DROUGHT MANAGEMENT | DROUGHT MANAGEMENT | 46 | 45 | 44 | 44 | 43 | 43
P | HALLETTSVILLE | P | MUNICIPAL CONSERVATION - HALLETTSVILLE | MUNICIPAL CONSERVATION | 31 | 49 | 66 | 89 | 111 | 134
P | MOULTON | P | DROUGHT MANAGEMENT | DROUGHT MANAGEMENT | 37 | 36 | 35 | 35 | 35 | 35
P | MOULTON | P | MUNICIPAL CONSERVATION - MOULTON | MUNICIPAL CONSERVATION | 9 | 13 | 18 | 25 | 31 | 38
P | SHINER | P | DROUGHT MANAGEMENT | DROUGHT MANAGEMENT | 49 | 48 | 47 | 46 | 46 | 46
P | SHINER | P | MUNICIPAL CONSERVATION - SHINER | MUNICIPAL CONSERVATION | 23 | 37 | 49 | 65 | 86 | 104
P | YOAKUM | P | DROUGHT MANAGEMENT | DROUGHT MANAGEMENT | 19 | 18 | 18 | 18 | 15 | 15
P | YOAKUM | P | MUNICIPAL CONSERVATION - YOAKUM | MUNICIPAL CONSERVATION | 37 | 54 | 74 | 95 | 33 | 62
P | YOAKUM | L | MUNICIPAL WATER CONSERVATION (RURAL) | MUNICIPAL CONSERVATION | 42 | 51 | 26 | 7 | 56 | 64

## 2017SWP RecommendedProjects
Project sponsor region | Project | Online decade | Project sponsors | Capital cost | Project related water management strategy types
O | HALE COUNTY - ABERNATHY GROUNDWATER DESALINATION | 2020 | ABERNATHY | 10100000 | GROUNDWATER WELLS AND OTHER
G | BRUSH CONTROL | 2020 | ABILENE | 7532000 | GROUNDWATER WELLS AND OTHER
G | CEDAR RIDGE RESERVOIR | 2020 | ABILENE | 290868000 | CONJUNCTIVE USE
G | MUNICIPAL WATER CONSERVATION (URBAN) - ABILENE | 2020 | ABILENE | 9243000 | GROUNDWATER WELLS AND OTHER
G | WTP EXPANSION (23.2 MGD)-ABILENE | 2020 | ABILENE | 48257000 | GROUNDWATER WELLS AND OTHER
C | CONSERVATION, WATER LOSS CONTROL - ABLES SPRINGS WSC | 2020 | ABLES SPRINGS WSC | 13856 | GROUNDWATER WELLS AND OTHER
M | ADAMS GARDEN ID CONSERVATION | 2020 | ADAMS GARDEN IRRIGATION DISTRICT #19 | 424495 | GROUNDWATER WELLS AND OTHER
C | CONSERVATION, WATER LOSS CONTROL - ADDISON | 2020 | ADDISON | 1086563 | GROUNDWATER WELLS AND OTHER
M | AGUA SUD ACQUISITION OF WR FROM IDS | 2020 | AGUA SUD | 340000 | GROUNDWATER WELLS AND OTHER
M | AGUA SUD ADVANCED MUNICIPAL CONSERVATION | 2040 | AGUA SUD | 0 | GROUNDWATER WELLS AND OTHER
M | AGUA SUD EAST WWTP POTABLE REUSE PHASE I | 2020 | AGUA SUD | 13019000 | GROUNDWATER WELLS AND OTHER
M | AGUA SUD EAST WWTP POTABLE REUSE PHASE II | 2050 | AGUA SUD | 3561000 | GROUNDWATER WELLS AND OTHER
M | AGUA SUD WEST WWTP POTABLE REUSE PHASE I | 2020 | AGUA SUD | 14455000 | GROUNDWATER WELLS AND OTHER
M | AGUA SUD WEST WWTP POTABLE REUSE PHASE II | 2040 | AGUA SUD | 8796000 | GROUNDWATER WELLS AND OTHER
M | ALAMO ACQUISITION OF WR FROM IDS | 2050 | ALAMO | 1700000 | GROUNDWATER WELLS AND OTHER
M | ALAMO ADVANCED MUNICIPAL CONSERVATION | 2040 | ALAMO | 0 | GROUNDWATER WELLS AND OTHER
M | ALAMO BGD PLANT | 2020 | ALAMO | 13532000 | GROUNDWATER WELLS AND OTHER
M | ALAMO GROUNDWATER WELL | 2020 | ALAMO | 1181000 | GROUNDWATER WELLS AND OTHER
G | MUNICIPAL WATER CONSERVATION (URBAN) - ALBANY | 2020 | ALBANY | 1059000 | GROUNDWATER WELLS AND OTHER
C | ALEDO - PARALLEL PIPELINE & PUMP STATION EXPANSION TO PURCHASE ADDITIONAL WATER FROM FORT WORT Q-169 | 2040 | ALEDO | 7710500 | GROUNDWATER WELLS AND OTHER
C | CONSERVATION, WATER LOSS CONTROL - ALEDO | 2020 | ALEDO | 21877 | GROUNDWATER WELLS AND OTHER
N | ALICE-STWA INTERCONNECTIONS | 2020 | ALICE | 5866000 | GROUNDWATER WELLS AND OTHER
N | BRACKISH GROUNDWATER DEVELOPMENT - ALICE | 2020 | ALICE | 33277000 | GROUNDWATER WELLS AND OTHER
N | PIPELINE REPLACEMENT PROGRAM (ALICE) | 2030 | ALICE | 21384000 | GROUNDWATER WELLS AND OTHER
N | REUSE - ALICE | 2030 | ALICE | 8661000 | GROUNDWATER WELLS AND OTHER
C | CONSERVATION, WATER LOSS CONTROL - ALLEN | 2020 | ALLEN | 1192200 | GROUNDWATER WELLS AND OTHER
I | CHE-ALT - NEW WELLS IN CARRIZO WILCOX | 2050 | ALTO RURAL WSC | 2682000 | GROUNDWATER WELLS AND OTHER
M | ALTON ADVANCED MUNICIPAL CONSERVATION | 2040 | ALTON | 0 | GROUNDWATER WELLS AND OTHER
H | MUNICIPAL CONSERVATION, ALVIN | 2020 | ALVIN | 2707480 | GROUNDWATER WELLS AND OTHER
H | WATER LOSS REDUCTION, ALVIN | 2020 | ALVIN | 6399090 | GROUNDWATER WELLS AND OTHER
C | CONSERVATION, WATER LOSS CONTROL - ALVORD | 2020 | ALVORD | 1611 | GROUNDWATER WELLS AND OTHER
A | DEVELOP CARSON COUNTY WELL FIELD (OGALLALA AQUIFER) - AMARILLO | 2040 | AMARILLO | 37528000 | GROUNDWATER WELLS AND OTHER
A | DEVELOP POTTER COUNTY WELL FIELD (OGALLALA AQUIFER) - AMARILLO | 2020 | AMARILLO | 53397000 | GROUNDWATER WELLS AND OTHER
A | DEVELOP ROBERTS COUNTY WELL FIELD (OGALLALA AQUIFER) - AMARILLO | 2070 | AMARILLO | 170217000 | GROUNDWATER WELLS AND OTHER
H | WATER LOSS REDUCTION, AMES | 2020 | AMES | 744620 | IRRIGATION CONSERVATION
O | LAMB COUNTY - AMHERST LOCAL GROUNDWATER DEVELOPMENT | 2020 | AMHERST | 487000 | IRRIGATION CONSERVATION
H | WATER LOSS REDUCTION, ANAHUAC | 2020 | ANAHUAC | 838860 | IRRIGATION CONSERVATION
I | ANRA-COL - LAKE COLUMBIA CONSTRUCTION | 2030 | ANGELINA AND NECHES RIVER AUTHORITY | 344498000 | IRRIGATION CONSERVATION
I | ANRA-GW-NEW GROUNDWATER WELLS INFRASTRUCTURE | 2020 | ANGELINA AND NECHES RIVER AUTHORITY | 26023000 | IRRIGATION CONSERVATION
I | ANRA-WTP-WTP CONSTRUCTION | 2030 | ANGELINA AND NECHES RIVER AUTHORITY | 117250000 | IRRIGATION CONSERVATION
I | CHER-MIN-INFRASTRUCTURE | 2020 | ANGELINA AND NECHES RIVER AUTHORITY | 4214000 | IRRIGATION CONSERVATION
I | LAKE-STRIKER-DREDGING | 2040 | ANGELINA NACOGDOCHES WCID #1 | 23716000 | IRRIGATION CONSERVATION
I | STRIKER-VOLUMETRIC SURVEY | 2020 | ANGELINA NACOGDOCHES WCID #1 | 25000 | IRRIGATION CONSERVATION
H | MUNICIPAL CONSERVATION, ANGLETON | 2020 | ANGLETON | 910930 | IRRIGATION CONSERVATION
H | WATER LOSS REDUCTION, ANGLETON | 2020 | ANGLETON | 2049340 | IRRIGATION CONSERVATION
H | WUG INFRASTRUCTURE EXPANSION - ANGLETON | 2020 | ANGLETON | 2234028 | IRRIGATION CONSERVATION
H | NEW / EXPANDED CONTRACT WITH BWA - ANGLETON | 2020 | ANGLETON; BRAZOSPORT WATER AUTHORITY | 0 | IRRIGATION CONSERVATION
C | CONSERVATION, WATER LOSS CONTROL - ANNA | 2020 | ANNA | 71750 | IRRIGATION CONSERVATION
C | CONSERVATION, WATER LOSS CONTROL - ANNETTA | 2020 | ANNETTA | 2716 | IRRIGATION CONSERVATION
C | CONSERVATION, WATER LOSS CONTROL - ANNETTA NORTH | 2020 | ANNETTA NORTH | 1136 | IRRIGATION CONSERVATION
C | EAST PARKER COUNTY - PIPELINE FROM WEATHERFORD TO ANNETTA, ANNETTA NORTH, ANNETTA SOUTH, AND W Q-171 | 2030 | ANNETTA NORTH; WILLOW PARK; ANNETTA; ANNETTA SOUTH | 3908400 | IRRIGATION CONSERVATION
C | CONSERVATION, WATER LOSS CONTROL - ANNETTA SOUTH | 2020 | ANNETTA SOUTH | 1026 | IRRIGATION CONSERVATION
E | TOWN OF ANTHONY - ADDITIONAL GROUNDWATER WELL | 2020 | ANTHONY | 1244471 | IRRIGATION CONSERVATION
E | TOWN OF ANTHONY - ARSENIC TREATMENT FACILITY | 2020 | ANTHONY | 9952000 | IRRIGATION CONSERVATION
E | TOWN OF ANTHONY - WATER LOSS AUDIT AND MAIN-LINE REPAIR | 2020 | ANTHONY | 759000 | IRRIGATION CONSERVATION
K | EXPANSION OF CARRIZO-WILCOX AQUIFER SUPPLIES - AQUA WSC | 2020 | AQUA WSC | 9777000 | MUNICIPAL CONSERVATION
K | MUNICIPAL CONSERVATION - AQUA WSC | 2020 | AQUA WSC | 1384870 | MUNICIPAL CONSERVATION
K | NEW SURFACE WATER INFRASTRUCTURE - AQUA WSC | 2040 | AQUA WSC | 127538000 | MUNICIPAL CONSERVATION
H | MUNICIPAL CONSERVATION, ARCOLA | 2020 | ARCOLA | 102250 | MUNICIPAL CONSERVATION
H | WATER LOSS REDUCTION, ARCOLA | 2020 | ARCOLA | 388880 | MUNICIPAL CONSERVATION
H | WUG INFRASTRUCTURE EXPANSION - ARCOLA | 2020 | ARCOLA | 7391747 | MUNICIPAL CONSERVATION
C | CONSERVATION, WATER LOSS CONTROL - ARGYLE | 2020 | ARGYLE | 111288 | MUNICIPAL CONSERVATION
C | CONSERVATION, WATER LOSS CONTROL - ARGYLE WSC | 2020 | ARGYLE WSC | 70513 | MUNICIPAL CONSERVATION
C | CONSERVATION, WATER WASTE PROHIBITION - ARGYLE WSC | 2020 | ARGYLE WSC | 7334 | MUNICIPAL CONSERVATION
C | CONSERVATION, WATER LOSS CONTROL - ARLINGTON | 2020 | ARLINGTON | 3066441 | MUNICIPAL CONSERVATION
G | MUNICIPAL WATER CONSERVATION (SUBURBAN) - ARMSTRONG WSC | 2020 | ARMSTRONG WSC | 153000 | MUNICIPAL CONSERVATION
L | LOCAL CARRIZO AQUIFER - ASHERTON | 2020 | ASHERTON | 0 | MUNICIPAL CONSERVATION
G | MUNICIPAL WATER CONSERVATION (URBAN) - ASPERMONT | 2020 | ASPERMONT | 377000 | MUNICIPAL CONSERVATION
L | FACILITIES EXPANSIONS - ATASCOSA RURAL WSC | 2020 | ATASCOSA RURAL WSC | 80855000 | MUNICIPAL CONSERVATION
C | CONSERVATION, WATER LOSS CONTROL - ATHENS | 2020 | ATHENS | 235228 | MUNICIPAL CONSERVATION
C | CONSERVATION, WATER WASTE PROHIBITION - ATHENS | 2020 | ATHENS | 7334 | MUNICIPAL CONSERVATION
C | ATHENS MWA WTP INFRASTRUCTURE IMPROVEMENTS Q-145 | 2020 | ATHENS MUNICIPAL WATER AUTHORITY | 2900000 | MUNICIPAL CONSERVATION
I | AMWA-WTP - ATHENS MWA BOOSTER PS IMPROVEMENTS | 2020 | ATHENS MUNICIPAL WATER AUTHORITY | 2900000 | MUNICIPAL CONSERVATION
C | CONSERVATION, WATER LOSS CONTROL - AUBREY | 2020 | AUBREY | 13559 | MUNICIPAL CONSERVATION
C | CONSERVATION, WATER LOSS CONTROL - AURORA | 2020 | AURORA | 2325 | MUNICIPAL CONSERVATION
K | CITY OF AUSTIN - AQUIFER STORAGE AND RECOVERY | 2020 | AUSTIN | 312316000 | MUNICIPAL CONSERVATION
K | CITY OF AUSTIN - CAPTURE LOCAL INFLOWS TO LADY BIRD LAKE | 2020 | AUSTIN | 2949000 | GROUNDWATER WELLS AND OTHER
K | CITY OF AUSTIN - DIRECT REUSE | 2020 | AUSTIN | 536176000 | GROUNDWATER WELLS AND OTHER
K | CITY OF AUSTIN - INDIRECT POTABLE REUSE THROUGH LADY BIRD LAKE | 2020 | AUSTIN | 41970000 | GROUNDWATER WELLS AND OTHER
K | CITY OF AUSTIN - LAKE LONG ENHANCED STORAGE | 2020 | AUSTIN | 31041000 | GROUNDWATER WELLS AND OTHER
K | CITY OF AUSTIN - LONGHORN DAM OPERATIONS IMPROVEMENTS | 2020 | AUSTIN | 1036000 | GROUNDWATER WELLS AND OTHER
K | CITY OF AUSTIN - OTHER REUSE | 2020 | AUSTIN | 21772000 | GROUNDWATER WELLS AND OTHER
K | CITY OF AUSTIN - RAINWATER HARVESTING | 2020 | AUSTIN | 690167000 | OTHER CONSERVATION
K | CITY OF AUSTIN CONSERVATION | 2020 | AUSTIN | 41434437 | IRRIGATION CONSERVATION; OTHER SURFACE WATER
C | AZLE - WATER TREATMENT PLANT EXPANSION Q-13 | 2020 | AZLE | 11046000 | DIRECT POTABLE REUSE
C | CONSERVATION, WATER LOSS CONTROL - AZLE | 2020 | AZLE | 217081 | INDIRECT REUSE
H | MUNICIPAL CONSERVATION, BACLIFF MUD | 2020 | BACLIFF MUD | 60520 | NEW MAJOR RESERVOIR
H | WATER LOSS REDUCTION, BACLIFF MUD | 2020 | BACLIFF MUD | 172150 | GROUNDWATER WELLS AND OTHER
H | MUNICIPAL CONSERVATION, BAILEY'S PRAIRIE | 2020 | BAILEY'S PRAIRIE | 47200 | OTHER CONSERVATION
H | WATER LOSS REDUCTION, BAILEY'S PRAIRIE | 2020 | BAILEY'S PRAIRIE | 99980 | OTHER CONSERVATION
G | MUNICIPAL WATER CONSERVATION (RURAL) - BAIRD | 2020 | BAIRD | 25000 | OTHER CONSERVATION
C | CONSERVATION, WATER LOSS CONTROL - BALCH SPRINGS | 2020 | BALCH SPRINGS | 84625 | OTHER CONSERVATION
F | VOLUNTARY TRANSFER (PURCHASE) - BALLINGER | 2020 | BALLINGER | 47093000 | OTHER CONSERVATION
F | WATER AUDITS AND LEAK - BALLINGER | 2020 | BALLINGER | 2669400 | OTHER CONSERVATION
J | CITY OF BANDERA - ADDITIONAL GROUNDWATER WELLS AND NECESSARY PIPELINE | 2020 | BANDERA | 2284000 | OTHER CONSERVATION
J | CITY OF BANDERA - ADDITIONAL MIDDLE TRINITY WELLS WITHIN CITY | 2020 | BANDERA | 779000 | OTHER CONSERVATION
J | CITY OF BANDERA - PROMOTE, DESIGN AND INSTALL RAINWATER HARVESTING SYSTEMS | 2020 | BANDERA | 56625 | OTHER CONSERVATION
J | CITY OF BANDERA - REUSE TREATED WASTEWATER EFFLUENT FOR IRRIGATION USE | 2020 | BANDERA | 450000 | OTHER CONSERVATION
J | CITY OF BANDERA - SURFACE WATER ACQUISITION, TREATMENT AND ASR | 2040 | BANDERA | 29450000 | MUNICIPAL CONSERVATION
F | DIRECT NON-POTABLE REUSE FOR PUBLIC PARKS IRRIGATION (TYPE I) - BANGS | 2020 | BANGS | 422000 | MUNICIPAL CONSERVATION
C | CONSERVATION, WATER LOSS CONTROL - BARDWELL | 2020 | BARDWELL | 1157 | IRRIGATION CONSERVATION
G | ADDITIONAL ADVANCED CONSERVATION - BARTLETT | 2050 | BARTLETT | 267000 | OTHER SURFACE WATER
G | MUNICIPAL WATER CONSERVATION (SUBURBAN) - BARTLETT | 2020 | BARTLETT | 287000 | INDIRECT REUSE; NEW MAJOR RESERVOIR; OTHER SURFACE WATER
G | TRINITY AQUIFER DEVELOPMENT- BARTLETT | 2020 | BARTLETT | 10428000 | INDIRECT REUSE
K | MUNICIPAL CONSERVATION - BARTON CREEK WEST WSC | 2020 | BARTON CREEK WEST WSC | 38391 | INDIRECT REUSE; NEW MAJOR RESERVOIR; OTHER SURFACE WATER
C | CONSERVATION, WATER LOSS CONTROL - BARTONVILLE | 2020 | BARTONVILLE | 34394 | MUNICIPAL CONSERVATION
K | DEVELOPMENT OF NEW CARRIZO-WILCOX AQUIFER SUPPLIES - BASTROP | 2020 | BASTROP | 2976000 | GROUNDWATER WELLS AND OTHER
K | DIRECT REUSE - BASTROP | 2040 | BASTROP | 4625000 | INDIRECT REUSE; NEW MAJOR RESERVOIR; OTHER SURFACE WATER
K | MUNICIPAL CONSERVATION - BASTROP | 2020 | BASTROP | 224866 | INDIRECT REUSE; NEW MAJOR RESERVOIR; OTHER SURFACE WATER
K | NEW SURFACE WATER INFRASTRUCTURE - BASTROP | 2050 | BASTROP | 34858000 | INDIRECT REUSE; NEW MAJOR RESERVOIR; OTHER SURFACE WATER
K | EXPANSION OF CARRIZO-WILCOX AQUIFER SUPPLIES - BASTROP COUNTY WCID #2 | 2060 | BASTROP COUNTY WCID #2 | 2150000 | GROUNDWATER WELLS AND OTHER
K | MUNICIPAL CONSERVATION - BAY CITY | 2020 | BAY CITY | 405403 | INDIRECT REUSE; NEW MAJOR RESERVOIR; OTHER SURFACE WATER
H | MUNICIPAL CONSERVATION, BAYOU VISTA | 2020 | BAYOU VISTA | 37000 | INDIRECT REUSE; NEW MAJOR RESERVOIR; OTHER SURFACE WATER
H | MUNICIPAL CONSERVATION, BAYTOWN | 2020 | BAYTOWN | 4061780 | INDIRECT REUSE; NEW MAJOR RESERVOIR; OTHER SURFACE WATER
H | WATER LOSS REDUCTION, BAYTOWN | 2020 | BAYTOWN | 12036000 | INDIRECT REUSE; NEW MAJOR RESERVOIR; OTHER SURFACE WATER
M | BAYVIEW ID CONSERVATION | 2020 | BAYVIEW IRRIGATION DISTRICT #11 | 8658699 | INDIRECT REUSE; NEW MAJOR RESERVOIR; OTHER SURFACE WATER
H | WUG INFRASTRUCTURE EXPANSION (GROUNDWATER) - BEACH CITY - PHASE 1 | 2020 | BEACH CITY | 1080966 | INDIRECT REUSE; NEW MAJOR RESERVOIR; OTHER SURFACE WATER
H | WUG INFRASTRUCTURE EXPANSION (GROUNDWATER) - BEACH CITY - PHASE 2 | 2040 | BEACH CITY | 1080966 | INDIRECT REUSE; NEW MAJOR RESERVOIR; OTHER SURFACE WATER
H | WUG INFRASTRUCTURE EXPANSION (GROUNDWATER) - BEACH CITY - PHASE 3 | 2060 | BEACH CITY | 1324405 | INDIRECT REUSE; NEW MAJOR RESERVOIR; OTHER SURFACE WATER
H | MUNICIPAL CONSERVATION, BEASLEY | 2030 | BEASLEY | 22250 | GROUNDWATER WELLS AND OTHER
H | WATER LOSS REDUCTION, BEASLEY | 2060 | BEASLEY | 11160 | INDIRECT REUSE; NEW MAJOR RESERVOIR
I | BEAU ENHANCED WATER LOSS CONTROL PROGRAM | 2030 | BEAUMONT | 52623000 | INDIRECT REUSE; NEW MAJOR RESERVOIR; OTHER SURFACE WATER
C | BEDFORD - MUNICIPAL CONSERVATION - WATER DISTRIBUTION SYSTEM CONSERVATION Q-208 | 2020 | BEDFORD | 90000000 | GROUNDWATER WELLS AND OTHER
C | CONSERVATION, WATER LOSS CONTROL - BEDFORD | 2020 | BEDFORD | 1493519 | MUNICIPAL CONSERVATION
K | MUNICIPAL CONSERVATION - BEE CAVE VILLAGE | 2020 | BEE CAVE | 137097 | MUNICIPAL CONSERVATION
N | CHASE WELL FIELD - BEEVILLE | 2020 | BEEVILLE | 4777000 | MUNICIPAL CONSERVATION
N | WELL CONVERSION PROJECT - BEEVILLE | 2020 | BEEVILLE | 261000 | MUNICIPAL CONSERVATION
G | BELL COUNTY WCID #1- NORTH REUSE | 2020 | BELL COUNTY WCID #1 | 12146000 | MUNICIPAL CONSERVATION
G | BELL COUNTY WCID #1- SOUTH REUSE | 2020 | BELL COUNTY WCID #1 | 6529000 | MUNICIPAL CONSERVATION
H | MUNICIPAL CONSERVATION, BELLAIRE | 2020 | BELLAIRE | 1986980 | MUNICIPAL CONSERVATION
G | REUSE- BELLMEAD/ LACY-LAKE | 2020 | BELLMEAD; LACY-LAKEVIEW | 5768000 | MUNICIPAL CONSERVATION
C | BELLS - NEW WELL IN WOODBINE AQUIFER Q-136 | 2030 | BELLS | 1200000 | MUNICIPAL CONSERVATION
C | CONSERVATION, WATER LOSS CONTROL - BELLS | 2020 | BELLS | 250000 | MUNICIPAL CONSERVATION
H | MUNICIPAL CONSERVATION, BELLVILLE | 2020 | BELLVILLE | 143940 | MUNICIPAL CONSERVATION
G | MUNICIPAL WATER CONSERVATION (SUBURBAN) - BELTON | 2020 | BELTON | 1490000 | MUNICIPAL CONSERVATION
C | BENBROOK - WATER TREATMENT PLANT EXPANSION Q-13 | 2060 | BENBROOK | 13715000 | MUNICIPAL CONSERVATION
C | CONSERVATION, IRRIGATION RESTRICTION - BENBROOK | 2020 | BENBROOK | 7334 | MUNICIPAL CONSERVATION
C | CONSERVATION, WATER LOSS CONTROL - BENBROOK | 2020 | BENBROOK | 204001 | MUNICIPAL CONSERVATION
C | CONSERVATION, WATER WASTE PROHIBITION - BENBROOK | 2020 | BENBROOK | 7334 | MUNICIPAL CONSERVATION
H | MUNICIPAL CONSERVATION, BENDERS LANDING WATER SYSTEM | 2020 | BENDERS LANDING WATER SYSTEM | 1722900 | MUNICIPAL CONSERVATION
H | WUG INFRASTRUCTURE EXPANSION (GROUNDWATER) - BENDERS LANDING WATER SYSTEM | 2030 | BENDERS LANDING WATER SYSTEM | 8909765 | MUNICIPAL CONSERVATION
H | WUG INFRASTRUCTURE EXPANSION - BENDERS LANDING WATER SYSTEM | 2060 | BENDERS LANDING WATER SYSTEM | 35813718 | MUNICIPAL CONSERVATION
L | LOCAL CARRIZO AQUIFER - BENTON CITY WSC | 2070 | BENTON CITY WSC | 659000 | MUNICIPAL CONSERVATION
K | EXPANSION OF ELLENBURGER-SAN SABA AQUIFER SUPPLIES - BERTRAM | 2020 | BERTRAM | 2031000 | MUNICIPAL CONSERVATION
K | MUNICIPAL CONSERVATION - BERTRAM | 2020 | BERTRAM | 41421 | MUNICIPAL CONSERVATION
K | BUENA VISTA REGIONAL PROJECT | 2020 | BERTRAM; BURNET; COUNTY-OTHER (BURNET) | 24990000 | MUNICIPAL CONSERVATION
C | CONSERVATION, WATER LOSS CONTROL - BETHEL-ASH WSC | 2020 | BETHEL-ASH WSC | 4744 | MUNICIPAL CONSERVATION
C | BETHESDA WSC - CONNECT TO AND PURCHASE WATER FROM ARLINGTON Q-184 | 2020 | BETHESDA WSC | 18698000 | MUNICIPAL CONSERVATION
C | CONSERVATION, WATER LOSS CONTROL - BETHESDA WSC | 2020 | BETHESDA WSC | 139100 | MUNICIPAL CONSERVATION
G | MUNICIPAL WATER CONSERVATION (SUBURBAN) - BETHESDA WSC | 2020 | BETHESDA WSC | 4997000 | MUNICIPAL CONSERVATION
D | DRILL NEW WELLS (BI COUNTY WSC, QUEEN, CYPRESS, CAMP, 2060) | 2060 | BI COUNTY WSC | 1320000 | MUNICIPAL CONSERVATION
D | DRILL NEW WELLS (BI COUNTY WSC, QUEEN, CYPRESS, CAMP, 2070) | 2070 | BI COUNTY WSC | 912000 | MUNICIPAL CONSERVATION
D | DRILL NEW WELLS (BI COUNTY WSC, QUEEN, CYPRESS, UPSHUR, 2060) | 2060 | BI COUNTY WSC | 510000 | MUNICIPAL CONSERVATION
F | WATER AUDITS AND LEAK - BIG LAKE | 2020 | BIG LAKE | 2708800 | MUNICIPAL CONSERVATION
F | WATER TREATMENT PLANT EXPANSION - BIG SPRING | 2020 | BIG SPRING | 16930000 | MUNICIPAL CONSERVATION
G | CARRIZO (BRAZOS) DEVELOPMENT-BISTONE MWSD | 2020 | BISTONE MWSD | 22689000 | MUNICIPAL CONSERVATION
C | BLACKLAND WSC - DIRECT CONNECT TO NTMWD AND PURCHASE ADDITIONAL WATER FROM NTMWD Q-179 | 2020 | BLACKLAND WSC | 3295550 | MUNICIPAL CONSERVATION
C | CONSERVATION, WATER LOSS CONTROL - BLACKLAND WSC | 2020 | BLACKLAND WSC | 257334 | MUNICIPAL CONSERVATION
K | MUNICIPAL CONSERVATION - BLANCO | 2020 | BLANCO | 47867 | MUNICIPAL CONSERVATION
C | BLOOMING GROVE - NEW WELL IN TRINITY AQUIFER Q-164 | 2020 | BLOOMING GROVE | 1669300 | MUNICIPAL CONSERVATION
C | CONSERVATION, WATER LOSS CONTROL - BLOOMING GROVE | 2020 | BLOOMING GROVE | 10087 | MUNICIPAL CONSERVATION
H | MUNICIPAL CONSERVATION, BLUE BELL MANOR UTILITY COMPANY | 2020 | BLUE BELL MANOR UTILITY COMPANY | 307120 | MUNICIPAL CONSERVATION
H | WATER LOSS REDUCTION, BLUE BELL MANOR UTILITY COMPANY | 2020 | BLUE BELL MANOR UTILITY COMPANY | 516540 | MUNICIPAL CONSERVATION
H | WUG INFRASTRUCTURE EXPANSION (GROUNDWATER) - BLUE BELL MANOR UTILITY COMPANY | 2030 | BLUE BELL MANOR UTILITY COMPANY | 2009915 | MUNICIPAL CONSERVATION
C | CONSERVATION, WATER LOSS CONTROL - BLUE MOUND | 2020 | BLUE MOUND | 4100 | MUNICIPAL CONSERVATION
C | BLUE RIDGE - CONNECT TO AND PURCHASE WATER FROM NTMWD Q-69 | 2030 | BLUE RIDGE | 2403656 | MUNICIPAL CONSERVATION
C | BLUE RIDGE - INCREASE DELIVERY INFRASTRUCTURE TO PURCHASE ADDITIONAL WATER FROM NTMWD Q-70 | 2060 | BLUE RIDGE | 1036000 | MUNICIPAL CONSERVATION
C | CONSERVATION, WATER LOSS CONTROL - BLUE RIDGE | 2020 | BLUE RIDGE | 1541 | MUNICIPAL CONSERVATION
L | LOCAL TRINITY AQUIFER - BOERNE | 2040 | BOERNE | 7367000 | MUNICIPAL CONSERVATION
H | MUNICIPAL CONSERVATION, BOLIVAR PENINSULA SUD | 2030 | BOLIVAR PENINSULA SUD | 37110 | MUNICIPAL CONSERVATION
H | WATER LOSS REDUCTION, BOLIVAR PENINSULA SUD | 2020 | BOLIVAR PENINSULA SUD | 344410 | MUNICIPAL CONSERVATION
C | CONSERVATION, WATER LOSS CONTROL - BOLIVAR WSC | 2020 | BOLIVAR WSC | 22380 | MUNICIPAL CONSERVATION
C | CONSERVATION, WATER LOSS CONTROL - BONHAM | 2020 | BONHAM | 98964 | MUNICIPAL CONSERVATION
A | DEVELOP OGALALLA AQUIFER SUPPLIES - BOOKER | 2040 | BOOKER | 1489400 | MUNICIPAL CONSERVATION
A | DEVELOP NEW WELL FIELD (OGALLALA AQUIFER) - BORGER | 2020 | BORGER | 26070400 | MUNICIPAL CONSERVATION
O | PARMER COUNTY - BOVINA LOCAL GROUNDWATER DEVELOPMENT | 2040 | BOVINA | 775000 | MUNICIPAL CONSERVATION
C | CONSERVATION, WATER LOSS CONTROL - BOYD | 2020 | BOYD | 6674 | MUNICIPAL CONSERVATION
J | CITY OF BRACKETTVILLE - INCREASE STORAGE FACILITY | 2020 | BRACKETTVILLE | 288000 | MUNICIPAL CONSERVATION
J | CITY OF BRACKETTVILLE - INCREASE SUPPLY TO SPOFFORD WITH NEW WATER LINE | 2020 | BRACKETTVILLE | 751000 | MUNICIPAL CONSERVATION
J | CITY OF BRACKETTVILLE - WATER LOSS AUDIT AND MAIN-LINE REPAIR | 2020 | BRACKETTVILLE | 1116 | MUNICIPAL CONSERVATION
F | ADVANCED GROUNDWATER TREATMENT - BRADY | 2020 | BRADY | 20398000 | MUNICIPAL CONSERVATION
C | CONSERVATION, WATER LOSS CONTROL - BRANDON-IRENE WSC | 2020 | BRANDON-IRENE WSC | 98 | MUNICIPAL CONSERVATION
H | MUNICIPAL CONSERVATION, BRAZORIA | 2020 | BRAZORIA | 149750 | MUNICIPAL CONSERVATION
H | WATER LOSS REDUCTION, BRAZORIA | 2020 | BRAZORIA | 422190 | MUNICIPAL CONSERVATION
H | WUG INFRASTRUCTURE EXPANSION - BRAZORIA | 2020 | BRAZORIA | 1929724 | MUNICIPAL CONSERVATION
H | MUNICIPAL CONSERVATION, BRAZORIA COUNTY MUD #2 | 2020 | BRAZORIA COUNTY MUD #2 | 1066740 | MUNICIPAL CONSERVATION
H | WATER LOSS REDUCTION, BRAZORIA COUNTY MUD #2 | 2020 | BRAZORIA COUNTY MUD #2 | 6050140 | MUNICIPAL CONSERVATION
H | MUNICIPAL CONSERVATION, BRAZORIA COUNTY MUD #21 | 2020 | BRAZORIA COUNTY MUD #21 | 312180 | MUNICIPAL CONSERVATION
H | MUNICIPAL CONSERVATION, BRAZORIA COUNTY MUD #3 | 2020 | BRAZORIA COUNTY MUD #3 | 279240 | MUNICIPAL CONSERVATION
H | WATER LOSS REDUCTION, BRAZORIA COUNTY MUD #3 | 2020 | BRAZORIA COUNTY MUD #3 | 633170 | MUNICIPAL CONSERVATION
H | MUNICIPAL CONSERVATION, BRAZORIA COUNTY MUD #6 | 2020 | BRAZORIA COUNTY MUD #6 | 329070 | MUNICIPAL CONSERVATION
H | WATER LOSS REDUCTION, BRAZORIA COUNTY MUD #6 | 2020 | BRAZORIA COUNTY MUD #6 | 749760 | MUNICIPAL CONSERVATION
H | NEW / EXPANDED CONTRACT WITH BWA - BRAZORIA | 2020 | BRAZORIA; BRAZOSPORT WATER AUTHORITY | 0 | MUNICIPAL CONSERVATION
G | BELTON TO STILLHOUSE PIPELINE-BRA | 2020 | BRAZOS RIVER AUTHORITY | 38069000 | MUNICIPAL CONSERVATION
G | BRA SYSTEM OPERATION-MAIN STEM | 2020 | BRAZOS RIVER AUTHORITY | 23581674 | MUNICIPAL CONSERVATION
G | BRA SYSTEM OPERATIONS-LITTLE RIVER | 2050 | BRAZOS RIVER AUTHORITY | 23581674 | MUNICIPAL CONSERVATION
G | CHLORIDE CONTROL PROJECT-BRA | 2020 | BRAZOS RIVER AUTHORITY | 172652000 | MUNICIPAL CONSERVATION
G | LAKE AQUILLA REALLOCATION- BRA | 2020 | BRAZOS RIVER AUTHORITY | 21887000 | MUNICIPAL CONSERVATION
G | LAKE GRANGER ASR | 2020 | BRAZOS RIVER AUTHORITY | 99820000 | MUNICIPAL CONSERVATION
G | LAKE GRANGER AUGMENTATION-PHASE 1-BRA | 2020 | BRAZOS RIVER AUTHORITY | 85170000 | MUNICIPAL CONSERVATION
G | LAKE GRANGER AUGMENTATION-PHASE 2-BRA | 2020 | BRAZOS RIVER AUTHORITY | 637057000 | MUNICIPAL CONSERVATION
G | LITTLE RIVER OCR-BRA | 2030 | BRAZOS RIVER AUTHORITY | 487611000 | MUNICIPAL CONSERVATION
H | FREEPORT SEAWATER DESALINATION | 2040 | BRAZOS RIVER AUTHORITY | 132937747 | MUNICIPAL CONSERVATION
H | NEW / EXPANDED CONTRACT WITH BRA - COUNTY-OTHER, BRAZORIA COUNTY (BC) | 2070 | BRAZOS RIVER AUTHORITY; COUNTY-OTHER (BRAZORIA) | 0 | MUNICIPAL CONSERVATION
H | ALLENS CREEK RESERVOIR | 2030 | BRAZOS RIVER AUTHORITY; HOUSTON | 316226894 | MUNICIPAL CONSERVATION
H | NEW / EXPANDED CONTRACT WITH BRA - MANUFACTURING, BRAZORIA COUNTY (BC) | 2020 | BRAZOS RIVER AUTHORITY; MANUFACTURING (BRAZORIA) | 0 | MUNICIPAL CONSERVATION
H | NEW / EXPANDED CONTRACT WITH BRA - MINING, BRAZORIA COUNTY (B) | 2020 | BRAZOS RIVER AUTHORITY; MINING (BRAZORIA) | 0 | MUNICIPAL CONSERVATION
H | NEW / EXPANDED CONTRACT WITH BRA - MINING, BRAZORIA COUNTY (BC) | 2020 | BRAZOS RIVER AUTHORITY; MINING (BRAZORIA) | 0 | MUNICIPAL CONSERVATION
H | NEW / EXPANDED CONTRACT WITH BRA - STEAM ELECTRIC POWER, FORT BEND COUNTY (B) | 2060 | BRAZOS RIVER AUTHORITY; STEAM ELECTRIC POWER (FORT BEND); NRG | 0 | MUNICIPAL CONSERVATION
H | BWA BRACKISH GROUNDWATER DEVELOPMENT | 2020 | BRAZOSPORT WATER AUTHORITY | 34016950 | MUNICIPAL CONSERVATION
H | BWA CONVENTIONAL TREATMENT EXPANSION | 2020 | BRAZOSPORT WATER AUTHORITY | 15951976 | MUNICIPAL CONSERVATION
H | NEW / EXPANDED CONTRACT WITH BWA - CLUTE | 2020 | BRAZOSPORT WATER AUTHORITY; CLUTE | 0 | MUNICIPAL CONSERVATION
H | NEW / EXPANDED CONTRACT WITH BWA - COUNTY-OTHER (BWA CUSTOMERS), BRAZORIA COUNTY (SJB) | 2020 | BRAZOSPORT WATER AUTHORITY; COUNTY-OTHER (BRAZORIA) | 0 | MUNICIPAL CONSERVATION
H | DOW RESERVOIR AND PUMP STATION EXPANSION | 2020 | BRAZOSPORT WATER AUTHORITY; DOW CHEMICAL USA | 255865694 | MUNICIPAL CONSERVATION
H | NEW / EXPANDED CONTRACT WITH BWA - FREEPORT | 2020 | BRAZOSPORT WATER AUTHORITY; FREEPORT | 0 | MUNICIPAL CONSERVATION
H | NEW / EXPANDED CONTRACT WITH BWA - LAKE JACKSON | 2020 | BRAZOSPORT WATER AUTHORITY; LAKE JACKSON | 0 | MUNICIPAL CONSERVATION
H | NEW / EXPANDED CONTRACT WITH BWA - MANUFACTURING, BRAZORIA COUNTY (SJB) | 2020 | BRAZOSPORT WATER AUTHORITY; MANUFACTURING (BRAZORIA) | 0 | MUNICIPAL CONSERVATION
H | NEW / EXPANDED CONTRACT WITH BWA - OYSTER CREEK | 2020 | BRAZOSPORT WATER AUTHORITY; OYSTER CREEK | 0 | MUNICIPAL CONSERVATION
H | NEW / EXPANDED CONTRACT WITH BWA - RICHWOOD | 2020 | BRAZOSPORT WATER AUTHORITY; RICHWOOD | 0 | MUNICIPAL CONSERVATION
G | MUNICIPAL WATER CONSERVATION (RURAL) - BRECKENRIDGE | 2020 | BRECKENRIDGE | 212000 | MUNICIPAL CONSERVATION
G | MUNICIPAL WATER CONSERVATION (SUBURBAN) - BREMOND | 2020 | BREMOND | 98000 | MUNICIPAL CONSERVATION
G | MUNICIPAL WATER CONSERVATION (RURAL) - BRENHAM | 2020 | BRENHAM | 6444000 | MUNICIPAL CONSERVATION
C | BRIDGEPORT - EXPAND CAPACITY OF LAKE INTAKE AND PUMP STATION Q-200 | 2050 | BRIDGEPORT | 766100 | MUNICIPAL CONSERVATION
C | BRIDGEPORT - WATER TREATMENT PLANT EXPANSION 1 Q-13 | 2050 | BRIDGEPORT | 8911000 | MUNICIPAL CONSERVATION
C | BRIDGEPORT - WATER TREATMENT PLANT EXPANSION 2 Q-13 | 2070 | BRIDGEPORT | 7844000 | MUNICIPAL CONSERVATION
C | CONSERVATION, WATER LOSS CONTROL - BRIDGEPORT | 2020 | BRIDGEPORT | 84181 | MUNICIPAL CONSERVATION
D | INCREASE EXISTING CONTRACT (BRINKER WSC, SULPHUR) | 2060 | BRINKER WSC | 0 | MUNICIPAL CONSERVATION
F | DEVELOP EDWARDS-TRINITY AQUIFER SUPPLIES IN NOLAN COUNTY - BRONTE | 2020 | BRONTE | 7350000 | MUNICIPAL CONSERVATION
F | REHABILITATION OF OAK CREEK PIPELINE - BRONTE | 2020 | BRONTE | 1499000 | MUNICIPAL CONSERVATION
F | WATER AUDITS AND LEAK - BRONTE | 2020 | BRONTE | 900000 | MUNICIPAL CONSERVATION
F | WATER TREATMENT PLANT EXPANSION - BRONTE | 2020 | BRONTE | 6768000 | MUNICIPAL CONSERVATION
H | MUNICIPAL CONSERVATION, BROOKSHIRE | 2020 | BROOKSHIRE | 65550 | MUNICIPAL CONSERVATION
H | MUNICIPAL CONSERVATION, BROOKSIDE VILLAGE | 2020 | BROOKSIDE VILLAGE | 152240 | MUNICIPAL CONSERVATION
H | WATER LOSS REDUCTION, BROOKSIDE VILLAGE | 2020 | BROOKSIDE VILLAGE | 377860 | MUNICIPAL CONSERVATION
M | BROWNSVILLE ADVANCED MUNICIPAL CONSERVATION | 2020 | BROWNSVILLE | 0 | MUNICIPAL CONSERVATION
M | BROWNSVILLE BANCO MORALES RESERVOIR | 2020 | BROWNSVILLE | 8853000 | MUNICIPAL CONSERVATION
M | BROWNSVILLE NON-POTABLE WATER REUSE PIPELINE | 2020 | BROWNSVILLE | 32271000 | MUNICIPAL CONSERVATION
M | BROWNSVILLE RESACA RESTORATION | 2020 | BROWNSVILLE | 12396000 | MUNICIPAL CONSERVATION
M | BROWNSVILLE SEAWATER DESALINATION DEMONSTRATION | 2020 | BROWNSVILLE | 56756000 | MUNICIPAL CONSERVATION
M | BROWNSVILLE SEAWATER DESALINATION IMPLEMENTATION | 2060 | BROWNSVILLE | 319115000 | MUNICIPAL CONSERVATION
M | BROWNSVILLE SOUTHSIDE WWTP POTABLE REUSE -PHASE I | 2030 | BROWNSVILLE | 36282000 | MUNICIPAL CONSERVATION
M | BROWNSVILLE SOUTHSIDE WWTP POTABLE REUSE -PHASE II | 2060 | BROWNSVILLE | 9822000 | MUNICIPAL CONSERVATION
M | BROWNSVILLE ID CONSERVATION | 2020 | BROWNSVILLE IRRIGATION DISTRICT | 12863514 | MUNICIPAL CONSERVATION
F | DIRECT POTABLE REUSE - BROWNWOOD | 2020 | BROWNWOOD | 8500000 | MUNICIPAL CONSERVATION
G | MUNICIPAL WATER CONSERVATION (SUBURBAN) - BRUCEVILLE-EDDY | 2020 | BRUCEVILLE-EDDY | 157000 | MUNICIPAL CONSERVATION
G | ADDITIONAL ADVANCED CONSERVATION - BRUSHY CREEK MUD | 2020 | BRUSHY CREEK MUD | 1691000 | MUNICIPAL CONSERVATION
G | EDWARDS AQUIFER DEVELOPMENT-BRUSHY CREEK MUD | 2050 | BRUSHY CREEK MUD | 182000 | MUNICIPAL CONSERVATION
G | MUNICIPAL WATER CONSERVATION (SUBURBAN) - BRUSHY CREEK MUD | 2020 | BRUSHY CREEK MUD | 6381000 | MUNICIPAL CONSERVATION
G | BRYAN ASR (CARRIZO-WILCOX) | 2020 | BRYAN | 57328000 | MUNICIPAL CONSERVATION
G | CARRIZO-WILCOX DEVELOPMENT-BRYAN | 2020 | BRYAN | 24569609 | MUNICIPAL CONSERVATION
G | MUNICIPAL WATER CONSERVATION (URBAN) - BRYAN | 2020 | BRYAN | 8497000 | MUNICIPAL CONSERVATION
G | REUSE- BRYAN (OPTION 1) | 2020 | BRYAN | 8989000 | MUNICIPAL CONSERVATION
G | REUSE- MIRAMONT | 2020 | BRYAN | 2544000 | MUNICIPAL CONSERVATION
C | CONSERVATION, WATER LOSS CONTROL - BRYSON | 2020 | BRYSON | 4352 | MUNICIPAL CONSERVATION
K | DIRECT REUSE - BUDA | 2020 | BUDA | 6075000 | MUNICIPAL CONSERVATION
K | MUNICIPAL CONSERVATION - BUDA | 2020 | BUDA | 221686 | MUNICIPAL CONSERVATION
K | BS/EACD SALINE EDWARDS ASR | 2030 | BUDA; COUNTY-OTHER (HAYS); CREEDMOOR-MAHA WSC | 15000000 | MUNICIPAL CONSERVATION
K | BS/EACD EDWARDS / MIDDLE TRINITY ASR | 2030 | BUDA; COUNTY-OTHER (HAYS); MINING (HAYS); MOUNTAIN CITY; SUNSET VALLEY | 13000000 | MUNICIPAL CONSERVATION
C | CONSERVATION, WATER LOSS CONTROL - BUENA VISTA - BETHEL SUD | 2020 | BUENA VISTA - BETHEL SUD | 58210 | MUNICIPAL CONSERVATION
H | MUNICIPAL CONSERVATION, BUFFALO | 2020 | BUFFALO | 50730 | MUNICIPAL CONSERVATION
I | SMTH-BLD-INFRASTRUCTURE | 2020 | BULLARD | 5260000 | MUNICIPAL CONSERVATION
H | MUNICIPAL CONSERVATION, BUNKER HILL VILLAGE | 2020 | BUNKER HILL VILLAGE | 849380 | MUNICIPAL CONSERVATION
H | WATER LOSS REDUCTION, BUNKER HILL VILLAGE | 2020 | BUNKER HILL VILLAGE | 1416370 | MUNICIPAL CONSERVATION
C | BURLESON - INCREASE DELIVERY INFRASTRUCTURE TO PURCHASE ADDITIONAL WATER FROM FORT WORTH Q-186 | 2040 | BURLESON | 21780000 | MUNICIPAL CONSERVATION
C | CONSERVATION, WATER LOSS CONTROL - BURLESON | 2020 | BURLESON | 37638 | MUNICIPAL CONSERVATION
K | MUNICIPAL CONSERVATION - BURNET | 2020 | BURNET | 184386 | MUNICIPAL CONSERVATION
A | DEVELOP NEW WELL FIELD (OGALLALA AQUIFER) - CACTUS | 2020 | CACTUS | 18191900 | MUNICIPAL CONSERVATION
C | CONSERVATION, WATER LOSS CONTROL - CADDO BASIN SUD | 2020 | CADDO BASIN SUD | 5212 | MUNICIPAL CONSERVATION
D | NEW CONTRACT (CADDO BASIN SUD, SABINE) | 2020 | CADDO BASIN SUD | 0 | MUNICIPAL CONSERVATION
D | NEW CONTRACT (CADDO BASIN SUD, SULPHUR) | 2050 | CADDO BASIN SUD | 0 | MUNICIPAL CONSERVATION
D | INCREASE EXISTING CONTRACT (CADDO MILLS, SABINE) | 2030 | CADDO MILLS | 0 | MUNICIPAL CONSERVATION
G | MUNICIPAL WATER CONSERVATION (SUBURBAN) - CALDWELL | 2020 | CALDWELL | 967000 | MUNICIPAL CONSERVATION
G | MUNICIPAL WATER CONSERVATION (SUBURBAN) - CALVERT | 2020 | CALVERT | 12000 | MUNICIPAL CONSERVATION
G | MUNICIPAL WATER CONSERVATION (RURAL) - CAMERON | 2020 | CAMERON | 1925000 | MUNICIPAL CONSERVATION
M | CAMERON COUNTY WATER IMPROVEMENT DISTRICT NO. 10 CONSERVATION | 2020 | CAMERON COUNTY IRRIGATION DISTRICT #10 | 2019664 | MUNICIPAL CONSERVATION
M | CAMERON COUNTY ID NO. 16 CONSERVATION | 2020 | CAMERON COUNTY IRRIGATION DISTRICT #16 | 1393698 | MUNICIPAL CONSERVATION
M | CAMERON COUNTY ID #2 CONSERVATION | 2020 | CAMERON COUNTY IRRIGATION DISTRICT #2 | 63144906 | MUNICIPAL CONSERVATION
M | CAMERON COUNTY ID NO. 6 CONSERVATION | 2020 | CAMERON COUNTY IRRIGATION DISTRICT #6 | 24587310 | MUNICIPAL CONSERVATION
J | CITY OF CAMP WOOD - ADDITIONAL GROUNDWATER WELLS | 2020 | CAMP WOOD | 1887000 | MUNICIPAL CONSERVATION
A | MUNICIPAL CONSERVATION - CANADIAN | 2020 | CANADIAN | 2294900 | MUNICIPAL CONSERVATION
A | ASR - CRMWA | 2030 | CANADIAN RIVER MUNICIPAL WATER AUTHORITY | 67649300 | MUNICIPAL CONSERVATION
A | EXPANSION OF ROBERTS COUNTY WELL FIELD (OGALLALA AQUIFER) IN 2024 - CRMWA2 | 2030 | CANADIAN RIVER MUNICIPAL WATER AUTHORITY | 250299000 | MUNICIPAL CONSERVATION
A | REPLACE CAPACITY OF ROBERTS COUNTY WELL FIELD (OGALLALA AQUIFER) IN 2030 - CRMWA | 2030 | CANADIAN RIVER MUNICIPAL WATER AUTHORITY | 8267250 | MUNICIPAL CONSERVATION
A | REPLACE CAPACITY OF ROBERTS COUNTY WELL FIELD (OGALLALA AQUIFER) IN 2040 - CRMWA | 2040 | CANADIAN RIVER MUNICIPAL WATER AUTHORITY | 16533500 | MUNICIPAL CONSERVATION
D | CANTON INDIRECT REUSE | 2020 | CANTON | 6803000 | MUNICIPAL CONSERVATION
D | DRILL NEW WELLS (CANTON, CARRIZO-WILCOX, SABINE) | 2020 | CANTON | 863000 | MUNICIPAL CONSERVATION
A | DEVELOP DOCKUM/OGALLALA AQUIFER SUPPLIES - CANYON | 2020 | CANYON | 11614100 | MUNICIPAL CONSERVATION
L | BRACKISH WILCOX GROUNDWATER FOR CRWA | 2030 | CANYON REGIONAL WATER AUTHORITY | 62787000 | MUNICIPAL CONSERVATION
L | CRWA SIESTA PROJECT | 2030 | CANYON REGIONAL WATER AUTHORITY | 68798000 | MUNICIPAL CONSERVATION
L | CRWA WELLS RANCH PROJECT PHASE II | 2020 | CANYON REGIONAL WATER AUTHORITY | 37292000 | MUNICIPAL CONSERVATION
L | LOCAL CARRIZO AQUIFER - CARRIZO SPRINGS | 2020 | CARRIZO SPRINGS | 0 | MUNICIPAL CONSERVATION
C | CONSERVATION, WATER LOSS CONTROL - CARROLLTON | 2020 | CARROLLTON | 2580390 | MUNICIPAL CONSERVATION
C | CASH WSC - INCREASE DELIVERY INFRASTRUCTURE TO PURCHASE ADDITIONAL WATER FROM NTMWD Q-180 | 2020 | CASH SUD | 6654700 | MUNICIPAL CONSERVATION
C | CONSERVATION, WATER LOSS CONTROL - CASH SUD | 2020 | CASH SUD | 1928 | MUNICIPAL CONSERVATION
L | LOCAL LEONA GRAVEL AQUIFER - CASTROVILLE | 2020 | CASTROVILLE | 3528000 | MUNICIPAL CONSERVATION
C | CONSERVATION, WATER LOSS CONTROL - CEDAR HILL | 2020 | CEDAR HILL | 1461366 | MUNICIPAL CONSERVATION
C | CONSERVATION, WATER WASTE PROHIBITION - CEDAR HILL | 2020 | CEDAR HILL | 13210 | MUNICIPAL CONSERVATION
G | MUNICIPAL WATER CONSERVATION (SUBURBAN) - CEDAR PARK | 2020 | CEDAR PARK | 14602000 | MUNICIPAL CONSERVATION
K | MUNICIPAL CONSERVATION - CEDAR PARK | 2020 | CEDAR PARK | 238695 | MUNICIPAL CONSERVATION
G | BRUSHY CREEK RUA WATER SUPPLY | 2020 | CEDAR PARK; ROUND ROCK; LIBERTY HILL; LEANDER | 318401660 | MUNICIPAL CONSERVATION
D | DRILL NEW WELLS (CELESTE, WOODBINE, SABINE, 2050) | 2050 | CELESTE | 1275000 | MUNICIPAL CONSERVATION
D | DRILL NEW WELLS (CELESTE, WOODBINE, SABINE, 2070) | 2070 | CELESTE | 1275000 | MUNICIPAL CONSERVATION
C | CELINA - CONNECT TO AND PURCHASE WATER FROM NTMWD Q-71 | 2030 | CELINA | 16314000 | MUNICIPAL CONSERVATION
C | CONSERVATION, WATER LOSS CONTROL - CELINA | 2020 | CELINA | 800520 | MUNICIPAL CONSERVATION
I | CENT-REU-PIPELINE FROM WWTP TO LAKE CENTER | 2020 | CENTER | 13579000 | MUNICIPAL CONSERVATION
I | CENT-TOL-TOLEDO BEND TO CENTER | 2040 | CENTER | 27775000 | MUNICIPAL CONSERVATION
H | MUNICIPAL CONSERVATION, CENTERVILLE | 2030 | CENTERVILLE | 22250 | MUNICIPAL CONSERVATION
H | CHCRWA GRP | 2030 | CENTRAL HARRIS COUNTY REGIONAL WATER AUTHORITY | 0 | MUNICIPAL CONSERVATION
H | CHCRWA TRANSMISSION AND INTERNAL DISTRIBUTION | 2030 | CENTRAL HARRIS COUNTY REGIONAL WATER AUTHORITY | 23207659 | MUNICIPAL CONSERVATION
H | MUNICIPAL CONSERVATION, CENTRAL HARRIS COUNTY REGIONAL WATER AUTHORITY | 2020 | CENTRAL HARRIS COUNTY REGIONAL WATER AUTHORITY | 2346070 | MUNICIPAL CONSERVATION
H | MUNICIPAL IRRIGATION REUSE DEVELOPMENT, CHCRWA | 2030 | CENTRAL HARRIS COUNTY REGIONAL WATER AUTHORITY | 547319 | MUNICIPAL CONSERVATION
H | WUG INFRASTRUCTURE EXPANSION - CHCRWA DISTRICTS | 2030 | CENTRAL HARRIS COUNTY REGIONAL WATER AUTHORITY | 6818382 | MUNICIPAL CONSERVATION
H | COH, NHCRWA, AND CHCRWA SHARED TRANSMISSION | 2030 | CENTRAL HARRIS COUNTY REGIONAL WATER AUTHORITY; HOUSTON; NORTH HARRIS COUNTY REGIONAL WATER AUTHORITY | 150325381 | MUNICIPAL CONSERVATION
H | CLCND WEST CHAMBERS SYSTEM | 2020 | CHAMBERS-LIBERTY COUNTIES NAVIGATION DISTRICT | 24657839 | MUNICIPAL CONSERVATION
H | NEW / EXPANDED CONTRACT WITH CLCND - COUNTY-OTHER, CHAMBERS COUNTY (TSJ) | 2020 | CHAMBERS-LIBERTY COUNTIES NAVIGATION DISTRICT; COUNTY-OTHER (CHAMBERS) | 0 | MUNICIPAL CONSERVATION
I | HDSN-CHN – PURCHASE FROM TYLER | 2020 | CHANDLER | 1886000 | MUNICIPAL CONSERVATION
C | CHATFIELD WSC - WATER SYSTEM IMPROVEMENTS Q-165 | 2030 | CHATFIELD WSC | 1000000 | MUNICIPAL CONSERVATION
C | CONSERVATION, WATER LOSS CONTROL - CHATFIELD WSC | 2020 | CHATFIELD WSC | 12778 | MUNICIPAL CONSERVATION
C | CHICO - INCREASE DELIVERY INFRASTRUCTURE TO PURCHASE ADDITIONAL WATER FROM WEST WISE SUD Q-201 | 2050 | CHICO | 3610000 | MUNICIPAL CONSERVATION
C | CONSERVATION, WATER LOSS CONTROL - CHICO | 2020 | CHICO | 4423 | MUNICIPAL CONSERVATION
A | MUNICIPAL CONSERVATION - CHILDRESS | 2020 | CHILDRESS | 4098000 | MUNICIPAL CONSERVATION
G | TRINITY WELL REHAB-CHILDRESS CREEK WSC | 2050 | CHILDRESS CREEK WSC | 15000 | MUNICIPAL CONSERVATION
G | BOSQUE COUNTY-RWSP | 2020 | CHILDRESS CREEK WSC; VALLEY MILLS; MERIDIAN; WALNUT SPRINGS; CLIFTON | 22372000 | MUNICIPAL CONSERVATION
H | MUNICIPAL CONSERVATION, CHIMNEY HILL MUD | 2020 | CHIMNEY HILL MUD | 246900 | MUNICIPAL CONSERVATION
G | ADDITIONAL ADVANCED CONSERVATION - CHISHOLM TRAIL SUD | 2040 | CHISHOLM TRAIL SUD | 7734000 | MUNICIPAL CONSERVATION
G | CHISHOLM TRAIL SUD WTP EXPANSION | 2020 | CHISHOLM TRAIL SUD | 31675000 | MUNICIPAL CONSERVATION
G | MUNICIPAL WATER CONSERVATION (SUBURBAN) - CHISHOLM TRAIL SUD | 2020 | CHISHOLM TRAIL SUD | 6762000 | MUNICIPAL CONSERVATION
L | CIBOLO VALLEY LCG CARRIZO PROJECT | 2020 | CIBOLO VALLEY LOCAL GOVERNMENT CORPORATION | 69382000 | MUNICIPAL CONSERVATION
G | MUNICIPAL WATER CONSERVATION (RURAL) - CISCO | 2020 | CISCO | 278000 | MUNICIPAL CONSERVATION
D | CONTRACT WITH TEXARKANA AND TREATED WATER PIPELINE TO DEKALB (CLARKSVILLE, SULPHUR) | 2040 | CLARKSVILLE | 10053000 | MUNICIPAL CONSERVATION
A | DEVELOP OGALLALA AQUIFER SUPPLIES - CLAUDE | 2040 | CLAUDE | 2891100 | MUNICIPAL CONSERVATION
A | MUNICIPAL CONSERVATION - CLAUDE | 2020 | CLAUDE | 721800 | MUNICIPAL CONSERVATION
H | MUNICIPAL CONSERVATION, CLEAR BROOK CITY MUD | 2020 | CLEAR BROOK CITY MUD | 791390 | MUNICIPAL CONSERVATION
H | WATER LOSS REDUCTION, CLEAR BROOK CITY MUD | 2020 | CLEAR BROOK CITY MUD | 1333020 | MUNICIPAL CONSERVATION
H | MUNICIPAL CONSERVATION, CLEAR LAKE SHORES | 2020 | CLEAR LAKE SHORES | 69450 | MUNICIPAL CONSERVATION
H | WATER LOSS REDUCTION, CLEAR LAKE SHORES | 2020 | CLEAR LAKE SHORES | 560890 | MUNICIPAL CONSERVATION
H | WUG INFRASTRUCTURE EXPANSION - CLEAR LAKE SHORES | 2020 | CLEAR LAKE SHORES | 1944980 | MUNICIPAL CONSERVATION
G | MUNICIPAL WATER CONSERVATION (SUBURBAN) - CLEBURNE | 2020 | CLEBURNE | 3472000 | MUNICIPAL CONSERVATION
G | REUSE- CLEBURNE | 2020 | CLEBURNE | 14059000 | MUNICIPAL CONSERVATION
G | LAKE AQUILLA AUGMENTATION-A | 2020 | CLEBURNE; AQUILLA WSD | 79627000 | MUNICIPAL CONSERVATION
H | MUNICIPAL CONSERVATION, CLEVELAND | 2050 | CLEVELAND | 3900 | MUNICIPAL CONSERVATION
H | WATER LOSS REDUCTION, CLEVELAND | 2020 | CLEVELAND | 4778020 | MUNICIPAL CONSERVATION
G | MUNICIPAL WATER CONSERVATION (URBAN) - CLIFTON | 2020 | CLIFTON | 305000 | MUNICIPAL CONSERVATION
H | MUNICIPAL CONSERVATION, CLUTE | 2020 | CLUTE | 739900 | MUNICIPAL CONSERVATION
H | WATER LOSS REDUCTION, CLUTE | 2020 | CLUTE | 1710670 | MUNICIPAL CONSERVATION
H | WUG INFRASTRUCTURE EXPANSION - CLUTE | 2020 | CLUTE | 2173265 | MUNICIPAL CONSERVATION
F | WATER AUDITS AND LEAK - COAHOMA | 2020 | COAHOMA | 848000 | MUNICIPAL CONSERVATION
C | CONSERVATION, WATER LOSS CONTROL - COCKRELL HILL | 2020 | COCKRELL HILL | 26094 | MUNICIPAL CONSERVATION
H | WATER LOSS REDUCTION, COLDSPRING | 2020 | COLDSPRING | 233360 | MUNICIPAL CONSERVATION
C | COLLEGE MOUND - INCREASE DELIVERY INFRASTRUCTURE TO PURCHASE ADDITIONAL WATER FROM TERRELL Q-153 | 2060 | COLLEGE MOUND WSC | 5348000 | MUNICIPAL CONSERVATION
C | CONSERVATION, WATER LOSS CONTROL - COLLEGE MOUND WSC | 2020 | COLLEGE MOUND WSC | 15432 | MUNICIPAL CONSERVATION
G | COLLEGE STATION ASR (REUSE) | 2020 | COLLEGE STATION | 63850000 | MUNICIPAL CONSERVATION
G | MUNICIPAL WATER CONSERVATION (URBAN) - COLLEGE STATION | 2020 | COLLEGE STATION | 19532000 | MUNICIPAL CONSERVATION
G | REUSE-COLLEGE STATION | 2020 | COLLEGE STATION | 1705000 | MUNICIPAL CONSERVATION
G | YEGUA-JACKSON DEVELOPMENT-COLLEGE STATION | 2020 | COLLEGE STATION | 32957000 | MUNICIPAL CONSERVATION
C | CONSERVATION, WATER LOSS CONTROL - COLLEYVILLE | 2020 | COLLEYVILLE | 421926 | MUNICIPAL CONSERVATION
C | CONSERVATION, WATER LOSS CONTROL - COLLINSVILLE | 2020 | COLLINSVILLE | 4551 | MUNICIPAL CONSERVATION
F | ASR OF EXISTING SURFACE WATER SUPPLIES IN WARD COUNTY WELL FIELD - CRMWD | 2030 | COLORADO RIVER MWD | 10184000 | MUNICIPAL CONSERVATION
F | DESALINATION OF BRACKISH SURFACE WATER (CRMWD DIVERTED WATER SYSTEM) - CRMWD | 2040 | COLORADO RIVER MWD | 34819000 | MUNICIPAL CONSERVATION
F | WARD COUNTY WELL FIELD EXPANSION AND DEVELOPMENT OF WINKLER COUNTY WELL FIELD - CRMWD | 2020 | COLORADO RIVER MWD | 139916000 | MUNICIPAL CONSERVATION
K | MUNICIPAL CONSERVATION - COLUMBUS | 2020 | COLUMBUS | 100974 | MUNICIPAL CONSERVATION
M | COMBES ADVANCED MUNICIPAL CONSERVATION | 2040 | COMBES | 0 | MUNICIPAL CONSERVATION
C | CONSERVATION, WATER LOSS CONTROL - COMBINE | 2020 | COMBINE | 21983 | MUNICIPAL CONSERVATION
C | CONSERVATION, WATER LOSS CONTROL - COMMUNITY WSC | 2020 | COMMUNITY WSC | 8353 | MUNICIPAL CONSERVATION
F | DESALINATION OF OTHER AQUIFER SUPPLIES IN TOM GREEN COUNTY - CONCHO RURAL WSC | 2020 | CONCHO RURAL WATER CORPORATION | 5131000 | MUNICIPAL CONSERVATION
H | MUNICIPAL CONSERVATION, CONCORD-ROBBINS WSC | 2030 | CONCORD-ROBBINS WSC | 22250 | MUNICIPAL CONSERVATION
H | CITY OF CONROE REUSE PROJECT | 2020 | CONROE | 0 | MUNICIPAL CONSERVATION
H | CONROE BRACKISH GROUNDWATER DESALINATION | 2030 | CONROE | 40691342 | MUNICIPAL CONSERVATION
H | MUNICIPAL CONSERVATION, CONROE | 2020 | CONROE | 6395980 | MUNICIPAL CONSERVATION
G | MUNICIPAL WATER CONSERVATION (RURAL) - COOLIDGE | 2020 | COOLIDGE | 21000 | MUNICIPAL CONSERVATION
C | CONSERVATION, WATER LOSS CONTROL - COPEVILLE SUD | 2020 | COPEVILLE SUD | 16214 | MUNICIPAL CONSERVATION
C | CONSERVATION, WATER LOSS CONTROL - COPPELL | 2020 | COPPELL | 1812438 | MUNICIPAL CONSERVATION
C | CONSERVATION, WATER LOSS CONTROL - COPPER CANYON | 2020 | COPPER CANYON | 7738 | MUNICIPAL CONSERVATION
C | CONSERVATION, WATER LOSS CONTROL - CORBET WSC | 2020 | CORBET WSC | 4009 | MUNICIPAL CONSERVATION
C | CONSERVATION, IRRIGATION RESTRICTION - CORINTH | 2020 | CORINTH | 7334 | MUNICIPAL CONSERVATION
C | CONSERVATION, WATER LOSS CONTROL - CORINTH | 2020 | CORINTH | 609100 | MUNICIPAL CONSERVATION
C | CORINTH - NEW WELL IN TRINITY AQUIFER (2020) Q-96 | 2020 | CORINTH | 1634600 | MUNICIPAL CONSERVATION
C | CORINTH - NEW WELL IN TRINITY AQUIFER (2030) Q-97 | 2030 | CORINTH | 1634600 | MUNICIPAL CONSERVATION
C | CORINTH - UPGRADE EXISTING WELL Q-98 | 2020 | CORINTH | 2372900 | MUNICIPAL CONSERVATION
N | ADDITIONAL REUSE - CORPUS CHRISTI | 2030 | CORPUS CHRISTI | 52097000 | MUNICIPAL CONSERVATION
N | O.N. STEVENS WTP IMPROVEMENTS | 2020 | CORPUS CHRISTI | 44029540 | NEW MAJOR RESERVOIR
N | SEAWATER DESALINATION | 2030 | CORPUS CHRISTI | 248000000 | MUNICIPAL CONSERVATION
C | CONSERVATION, WATER LOSS CONTROL - CORSICANA | 2020 | CORSICANA | 248252 | MUNICIPAL CONSERVATION
C | CORSICANA - NEW 8 MGD WATER TREATMENT PLANT Q-12 | 2020 | CORSICANA | 37370000 | MUNICIPAL CONSERVATION
C | CORSICANA - WATER TREATMENT PLANT EXPANSION Q-13 | 2050 | CORSICANA | 21689000 | MUNICIPAL CONSERVATION
G | MUNICIPAL WATER CONSERVATION (SUBURBAN) - CORYELL CITY WATER SUPPLY DISTRICT | 2020 | CORYELL CITY WATER SUPPLY DISTRICT | 134000 | MUNICIPAL CONSERVATION
K | MUNICIPAL CONSERVATION - COTTONWOOD SHORES | 2020 | COTTONWOOD SHORES | 30672 | MUNICIPAL CONSERVATION
K | MARBLE FALLS REGIONAL PROJECT | 2020 | COTTONWOOD SHORES; COUNTY-OTHER (BURNET); MARBLE FALLS | 48601000 | MUNICIPAL CONSERVATION
L | LOCAL CARRIZO AQUIFER DEVELOPMENT - COTULLA | 2030 | COTULLA | 2250000 | MUNICIPAL CONSERVATION
L | REUSE - COUNTY LINE WSC | 2020 | COUNTY LINE WSC | 0 | MUNICIPAL CONSERVATION
F | DEVELOP ADDITIONAL EDWARDS-TRINITY PLATEAU AQUIFER SUPPLIES - ANDREWS COUNTY OTHER | 2020 | COUNTY-OTHER (ANDREWS) | 3515000 | MUNICIPAL CONSERVATION
H | MUNICIPAL CONSERVATION, COUNTY-OTHER - AUSTIN COUNTY | 2020 | COUNTY-OTHER (AUSTIN) | 334670 | MUNICIPAL CONSERVATION
H | WUG INFRASTRUCTURE EXPANSION (GROUNDWATER) - COUNTY-OTHER, AUSTIN COUNTY (B) | 2060 | COUNTY-OTHER (AUSTIN) | 2719145 | MUNICIPAL CONSERVATION
H | WUG INFRASTRUCTURE EXPANSION (GROUNDWATER) - COUNTY-OTHER, AUSTIN COUNTY (BC) - PHASE 1 | 2030 | COUNTY-OTHER (AUSTIN) | 1080966 | MUNICIPAL CONSERVATION
H | WUG INFRASTRUCTURE EXPANSION (GROUNDWATER) - COUNTY-OTHER, AUSTIN COUNTY (BC) - PHASE 2 | 2050 | COUNTY-OTHER (AUSTIN) | 1567843 | MUNICIPAL CONSERVATION
H | WUG INFRASTRUCTURE EXPANSION (GROUNDWATER) - COUNTY-OTHER, AUSTIN COUNTY (BC) - PHASE 3 | 2070 | COUNTY-OTHER (AUSTIN) | 1080966 | MUNICIPAL CONSERVATION
O | BAILEY COUNTY-OTHER LOCAL GROUNDWATER DEVELOPMENT | 2040 | COUNTY-OTHER (BAILEY) | 771000 | MUNICIPAL CONSERVATION
J | BANDERA CO. FWSD #1 - ADDITIONAL WELL FOR PEBBLE BEACH SUBDIVISION | 2020 | COUNTY-OTHER (BANDERA) | 3717000 | MUNICIPAL CONSERVATION
J | BANDERA COUNTY FWSD #1 - WATER LOSS AUDIT AND MAIN-LINE REPAIR | 2020 | COUNTY-OTHER (BANDERA) | 163000 | MUNICIPAL CONSERVATION
J | BANDERA RIVER RANCH #1 - WATER LOSS AUDIT AND MAIN-LINE REPAIR | 2020 | COUNTY-OTHER (BANDERA) | 463000 | MUNICIPAL CONSERVATION
J | BCRAGD - ADDITIONAL WELLS TO HELP MEDINA LAKE AREA | 2020 | COUNTY-OTHER (BANDERA) | 1377000 | MUNICIPAL CONSERVATION
J | BCRAGD - ADDITIONAL WELLS TO PROVIDE EMERGENCY SUPPLY TO VFD | 2020 | COUNTY-OTHER (BANDERA) | 2824000 | MUNICIPAL CONSERVATION
J | MEDINA WSC - WATER LOSS AUDIT AND MAIN-LINE REPAIR | 2020 | COUNTY-OTHER (BANDERA) | 447000 | MUNICIPAL CONSERVATION
K | EXPANSION OF CARRIZO-WILCOX AQUIFER SUPPLIES - BASTROP COUNTY-OTHER | 2020 | COUNTY-OTHER (BASTROP) | 2150000 | MUNICIPAL CONSERVATION
K | MUNICIPAL CONSERVATION - BASTROP COUNTY OTHER | 2020 | COUNTY-OTHER (BASTROP) | 232736 | MUNICIPAL CONSERVATION
B | CHLORIDE CONTROL PROJECT | 2020 | COUNTY-OTHER (BAYLOR) | 59371000 | MUNICIPAL CONSERVATION
G | EDWARDS AQUIFER DEVELOPMENT-BELL COUNTY OTHER | 2040 | COUNTY-OTHER (BELL) | 3736000 | MUNICIPAL CONSERVATION
G | MUNICIPAL WATER CONSERVATION (RURAL) - COUNTY-OTHER, BELL | 2020 | COUNTY-OTHER (BELL) | 573000 | MUNICIPAL CONSERVATION
K | EXPANSION OF ELLENBURGER-SAN SABA AQUIFER SUPPLIES - BLANCO COUNTY-OTHER | 2050 | COUNTY-OTHER (BLANCO) | 821000 | MUNICIPAL CONSERVATION
K | EXPANSION OF HICKORY AQUIFER SUPPLIES - BLANCO COUNTY-OTHER | 2050 | COUNTY-OTHER (BLANCO) | 1316000 | MUNICIPAL CONSERVATION
K | BRUSH CONTROL | 2020 | COUNTY-OTHER (BLANCO); COUNTY-OTHER (BURNET); COUNTY-OTHER (GILLESPIE); COUNTY-OTHER (HAYS); COUNTY-OTHER (LLANO); COUNTY-OTHER (MILLS); COUNTY-OTHER (SAN SABA); COUNTY-OTHER (TRAVIS) | 17096000 | MUNICIPAL CONSERVATION
F | WATER AUDITS AND LEAK - BORDEN COUNTY OTHER | 2020 | COUNTY-OTHER (BORDEN) | 701400 | MUNICIPAL CONSERVATION
H | MUNICIPAL CONSERVATION, COUNTY-OTHER - BRAZORIA COUNTY | 2020 | COUNTY-OTHER (BRAZORIA) | 13476210 | MUNICIPAL CONSERVATION
H | MUNICIPAL IRRIGATION REUSE DEVELOPMENT, BRAZORIA COUNTY | 2030 | COUNTY-OTHER (BRAZORIA) | 5069657 | MUNICIPAL CONSERVATION
H | WATER LOSS REDUCTION, COUNTY-OTHER - BRAZORIA COUNTY | 2020 | COUNTY-OTHER (BRAZORIA) | 9243570 | MUNICIPAL CONSERVATION
H | WUG INFRASTRUCTURE EXPANSION - COUNTY-OTHER (BWA CUSTOMERS), BRAZORIA COUNTY (SJB) - PHASE 1 | 2020 | COUNTY-OTHER (BRAZORIA) | 4231936 | MUNICIPAL CONSERVATION
H | WUG INFRASTRUCTURE EXPANSION - COUNTY-OTHER (BWA CUSTOMERS), BRAZORIA COUNTY (SJB) - PHASE 2 | 2040 | COUNTY-OTHER (BRAZORIA) | 4377741 | MUNICIPAL CONSERVATION
H | WUG INFRASTRUCTURE EXPANSION - COUNTY-OTHER (GCWA CUSTOMERS), BRAZORIA COUNTY (SJB) - PHASE 1 | 2020 | COUNTY-OTHER (BRAZORIA) | 31278412 | MUNICIPAL CONSERVATION
H | WUG INFRASTRUCTURE EXPANSION - COUNTY-OTHER (GCWA CUSTOMERS), BRAZORIA COUNTY (SJB) - PHASE 2 | 2050 | COUNTY-OTHER (BRAZORIA) | 31429588 | MUNICIPAL CONSERVATION
H | WUG INFRASTRUCTURE EXPANSION - COUNTY-OTHER, BRAZORIA COUNTY (BC) | 2070 | COUNTY-OTHER (BRAZORIA) | 4295425 | MUNICIPAL CONSERVATION
E | BREWSTER COUNTY OTHER (MARATHON WSSSERVICE) - WATER LOSS AUDIT AND MAIN-LINE REPAIR | 2020 | COUNTY-OTHER (BREWSTER) | 426000 | MUNICIPAL CONSERVATION
E | BREWSTER COUNTY OTHER (PANTHER JUNCTION BBNP PLT) - WATER LOSS AUDIT AND MAIN-LINE REPAIR | 2020 | COUNTY-OTHER (BREWSTER) | 759000 | MUNICIPAL CONSERVATION
E | BREWSTER COUNTY OTHER (RIO GRANDE VILLAGE BBNP) - WATER LOSS AUDIT AND MAIN-LINE REPAIR | 2020 | COUNTY-OTHER (BREWSTER) | 607000 | MUNICIPAL CONSERVATION
K | EAST LAKE BUCHANAN REGIONAL PROJECT | 2020 | COUNTY-OTHER (BURNET) | 10337000 | MUNICIPAL CONSERVATION
K | MUNICIPAL CONSERVATION - BURNET COUNTY-OTHER | 2020 | COUNTY-OTHER (BURNET) | 164771 | MUNICIPAL CONSERVATION
M | CAMERON COUNTY GROUNDWATER WELLS | 2020 | COUNTY-OTHER (CAMERON) | 11220000 | MUNICIPAL CONSERVATION
M | CAMERON COUNTY-OTHER ACQUISITION OF WR FROM IDS | 2020 | COUNTY-OTHER (CAMERON) | 147500 | MUNICIPAL CONSERVATION
M | CAMERON COUNTY-OTHER ADVANCED MUNICIPAL CONSERVATION | 2020 | COUNTY-OTHER (CAMERON) | 0 | MUNICIPAL CONSERVATION
H | MUNICIPAL CONSERVATION, COUNTY-OTHER - CHAMBERS COUNTY | 2050 | COUNTY-OTHER (CHAMBERS) | 3900 | MUNICIPAL CONSERVATION
H | WATER LOSS REDUCTION, COUNTY-OTHER - CHAMBERS COUNTY | 2020 | COUNTY-OTHER (CHAMBERS) | 1355490 | MUNICIPAL CONSERVATION
H | WUG INFRASTRUCTURE EXPANSION - COUNTY-OTHER, CHAMBERS COUNTY (TSJ) | 2020 | COUNTY-OTHER (CHAMBERS) | 2755904 | MUNICIPAL CONSERVATION
F | VOLUNTARY TRANSFER (PURCHASE) - COKE COUNTY OTHER | 2020 | COUNTY-OTHER (COKE) | 11000 | MUNICIPAL CONSERVATION
C | CONSERVATION, WATER LOSS CONTROL - COLLIN COUNTY | 2020 | COUNTY-OTHER (COLLIN) | 38848 | MUNICIPAL CONSERVATION
K | EXPANSION OF GULF COAST AQUIFER SUPPLIES - COLORADO COUNTY-OTHER | 2020 | COUNTY-OTHER (COLORADO) | 1466000 | MUNICIPAL CONSERVATION
G | TRINITY AQUIFER DEVELOPMENT- COMANCHE COUNTY-OTHER | 2020 | COUNTY-OTHER (COMANCHE) | 2033000 | MUNICIPAL CONSERVATION
C | CONSERVATION, WATER LOSS CONTROL - COOKE COUNTY | 2020 | COUNTY-OTHER (COOKE) | 24421 | GROUNDWATER WELLS AND OTHER
G | TRINITY AQUIFER DEVELOPMENT- CORYELL COUNTY-OTHER | 2050 | COUNTY-OTHER (CORYELL) | 4428000 | GROUNDWATER WELLS AND OTHER
C | CONSERVATION, WATER LOSS CONTROL - DALLAS COUNTY | 2020 | COUNTY-OTHER (DALLAS) | 48123 | GROUNDWATER WELLS AND OTHER
O | DAWSON COUNTY-OTHER LOCAL GROUNDWATER DEVELOPMENT | 2040 | COUNTY-OTHER (DAWSON) | 802000 | OTHER SURFACE WATER
C | CONSERVATION, WATER LOSS CONTROL - DENTON COUNTY | 2020 | COUNTY-OTHER (DENTON) | 92932 | OTHER SURFACE WATER
C | DENTON COUNTY OTHER - NEW WELL IN TRINITY AQUIFER Q-102 | 2020 | COUNTY-OTHER (DENTON) | 2772023 | GROUNDWATER WELLS AND OTHER
C | DENTON COUNTY OTHER - NEW WELL IN WOODBINE AQUIFER Q-101 | 2020 | COUNTY-OTHER (DENTON) | 11691860 | NEW MAJOR RESERVOIR
L | IRRIGATION SURFACE WATER RIGHT CONVERSION - DIMMIT CO | 2020 | COUNTY-OTHER (DIMMIT) | 7068000 | INDIRECT REUSE; NEW MAJOR RESERVOIR
J | BARKSDALE WSC - ADDITIONAL GROUNDWATER WELL | 2020 | COUNTY-OTHER (EDWARDS) | 114000 | OTHER SURFACE WATER
J | BARKSDALE WSC - WATER LOSS AUDIT AND MAIN-LINE REPAIR | 2020 | COUNTY-OTHER (EDWARDS) | 203000 | OTHER SURFACE WATER
C | CONSERVATION, WATER LOSS CONTROL - ELLIS COUNTY | 2020 | COUNTY-OTHER (ELLIS) | 15199 | OTHER SURFACE WATER
G | TRINITY AQUIFER DEVELOPMENT- ERATH COUNTY-OTHER | 2060 | COUNTY-OTHER (ERATH) | 2195000 | OTHER SURFACE WATER
G | UPGRADE WTP FOR ARSENIC-FALLS COUNTY-OTHER | 2020 | COUNTY-OTHER (FALLS) | 220000 | INDIRECT REUSE; OTHER SURFACE WATER
C | CONSERVATION, WATER LOSS CONTROL - FANNIN COUNTY | 2020 | COUNTY-OTHER (FANNIN) | 29907 | INDIRECT REUSE; OTHER SURFACE WATER
K | EXPANSION OF GULF COAST AQUIFER SUPPLIES - FAYETTE COUNTY-OTHER | 2020 | COUNTY-OTHER (FAYETTE) | 4558000 | INDIRECT REUSE; OTHER SURFACE WATER
H | MUNICIPAL CONSERVATION, COUNTY-OTHER - FORT BEND COUNTY | 2020 | COUNTY-OTHER (FORT BEND) | 10746090 | INDIRECT REUSE; OTHER SURFACE WATER
H | MUNICIPAL IRRIGATION REUSE DEVELOPMENT, FORT BEND COUNTY | 2030 | COUNTY-OTHER (FORT BEND) | 15483621 | INDIRECT REUSE; OTHER SURFACE WATER
H | WUG INFRASTRUCTURE EXPANSION (GROUNDWATER) - COUNTY-OTHER, FORT BEND COUNTY (BC) | 2050 | COUNTY-OTHER (FORT BEND) | 20845805 | GROUNDWATER WELLS AND OTHER
H | WUG INFRASTRUCTURE EXPANSION (GROUNDWATER) - ROSENBERG GRP PARTICIPANTS - PHASE 1 | 2030 | COUNTY-OTHER (FORT BEND) | 3608056 | GROUNDWATER WELLS AND OTHER
H | WUG INFRASTRUCTURE EXPANSION (GROUNDWATER) - ROSENBERG GRP PARTICIPANTS - PHASE 2 | 2030 | COUNTY-OTHER (FORT BEND) | 1080966 | GROUNDWATER WELLS AND OTHER
H | WUG INFRASTRUCTURE EXPANSION (GROUNDWATER) - SUGAR LAND GRP PARTICIPANTS | 2030 | COUNTY-OTHER (FORT BEND) | 3364617 | OTHER SURFACE WATER
H | WUG INFRASTRUCTURE EXPANSION - COUNTY-OTHER (FORT BEND MUD #149) | 2030 | COUNTY-OTHER (FORT BEND) | 2151333 | OTHER SURFACE WATER
H | WUG INFRASTRUCTURE EXPANSION - COUNTY-OTHER (GCWA CUSTOMERS), FORT BEND COUNTY (B) | 2030 | COUNTY-OTHER (FORT BEND) | 12067164 | NEW MAJOR RESERVOIR
H | WUG INFRASTRUCTURE EXPANSION - COUNTY-OTHER (GCWA CUSTOMERS), FORT BEND COUNTY (SJ) | 2020 | COUNTY-OTHER (FORT BEND) | 4295425 | OTHER SURFACE WATER
H | WUG INFRASTRUCTURE EXPANSION - COUNTY-OTHER (GCWA CUSTOMERS), FORT BEND COUNTY (SJB) | 2050 | COUNTY-OTHER (FORT BEND) | 18480477 | NEW MAJOR RESERVOIR
H | WUG INFRASTRUCTURE EXPANSION - COUNTY-OTHER (RICHMOND GRP - PHASE 1) | 2030 | COUNTY-OTHER (FORT BEND) | 10822195 | OTHER SURFACE WATER
H | WUG INFRASTRUCTURE EXPANSION - COUNTY-OTHER (RICHMOND GRP - PHASE 2) | 2030 | COUNTY-OTHER (FORT BEND) | 1742658 | NEW MAJOR RESERVOIR
H | WUG INFRASTRUCTURE EXPANSION - COUNTY-OTHER (RIVERSTONE) | 2030 | COUNTY-OTHER (FORT BEND) | 2400905 | NEW MAJOR RESERVOIR
H | WUG INFRASTRUCTURE EXPANSION - ROSENBERG GRP PARTICIPANTS | 2030 | COUNTY-OTHER (FORT BEND) | 7434116 | NEW MAJOR RESERVOIR
C | CONSERVATION, WATER LOSS CONTROL - FREESTONE COUNTY | 2020 | COUNTY-OTHER (FREESTONE) | 24466 | OTHER SURFACE WATER
C | FREESTONE COUNTY OTHER - CONNECT TO AND PURCHASE WATER FROM TRWD Q-134 | 2020 | COUNTY-OTHER (FREESTONE) | 39845900 | INDIRECT REUSE; NEW MAJOR RESERVOIR; OTHER SURFACE WATER
C | FREESTONE COUNTY OTHER - INCREASE DELIVERY INFRASTRUCTURE TO PURCHASE ADDITIONAL WATER FROM CO Q-133 | 2030 | COUNTY-OTHER (FREESTONE) | 5550000 | INDIRECT REUSE; NEW MAJOR RESERVOIR; OTHER SURFACE WATER
O | GAINES COUNTY-OTHER LOCAL GROUNDWATER DEVELOPMENT PHASE 1 | 2020 | COUNTY-OTHER (GAINES) | 2128000 | INDIRECT REUSE; NEW MAJOR RESERVOIR; OTHER SURFACE WATER
O | GAINES COUNTY-OTHER LOCAL GROUNDWATER DEVELOPMENT PHASE 2 | 2040 | COUNTY-OTHER (GAINES) | 2995000 | INDIRECT REUSE; NEW MAJOR RESERVOIR; OTHER SURFACE WATER
O | GAINES COUNTY-OTHER LOCAL GROUNDWATER DEVELOPMENT PHASE 3 | 2060 | COUNTY-OTHER (GAINES) | 2128000 | INDIRECT REUSE; NEW MAJOR RESERVOIR; OTHER SURFACE WATER
H | MUNICIPAL CONSERVATION, COUNTY-OTHER - GALVESTON COUNTY | 2020 | COUNTY-OTHER (GALVESTON) | 374560 | INDIRECT REUSE; NEW MAJOR RESERVOIR; OTHER SURFACE WATER
H | WUG INFRASTRUCTURE EXPANSION - COUNTY-OTHER (GCWA CUSTOMERS), GALVESTON COUNTY (SJB) | 2020 | COUNTY-OTHER (GALVESTON) | 23737275 | INDIRECT REUSE; NEW MAJOR RESERVOIR; OTHER SURFACE WATER
H | WUG INFRASTRUCTURE EXPANSION - COUNTY-OTHER, GALVESTON COUNTY (NT) | 2020 | COUNTY-OTHER (GALVESTON) | 4295425 | INDIRECT REUSE
O | GARZA COUNTY - INFRASTRUCTURE TO SERVE AREAS SURROUNDING LAKE ALAN HENRY | 2020 | COUNTY-OTHER (GARZA) | 7672000 | GROUNDWATER WELLS AND OTHER
C | CONSERVATION, WATER LOSS CONTROL - GRAYSON COUNTY | 2020 | COUNTY-OTHER (GRAYSON) | 61207 | INDIRECT REUSE; OTHER SURFACE WATER
A | ADVANCED TREATMENT - HALL COUNTY OTHER (LAKEVIEW) | 2020 | COUNTY-OTHER (HALL) | 1600800 | OTHER SURFACE WATER
A | MUNICIPAL CONSERVATION - HALL COUNTY OTHER | 2020 | COUNTY-OTHER (HALL) | 660000 | INDIRECT REUSE; NEW MAJOR RESERVOIR; OTHER SURFACE WATER
A | NEW GROUNDWATER SOURCE - HALL COUNTY OTHER (BRICE-LESLY) | 2020 | COUNTY-OTHER (HALL) | 299300 | INDIRECT REUSE
A | NEW GROUNDWATER SOURCE - HALL COUNTY OTHER (ESTELLINE) | 2020 | COUNTY-OTHER (HALL) | 141100 | INDIRECT REUSE; NEW MAJOR RESERVOIR; OTHER SURFACE WATER
A | NEW GROUNDWATER SOURCE - HALL COUNTY OTHER (TURKEY) | 2020 | COUNTY-OTHER (HALL) | 1345300 | INDIRECT REUSE; NEW MAJOR RESERVOIR; OTHER SURFACE WATER
H | MUNICIPAL CONSERVATION, COUNTY-OTHER - HARRIS COUNTY | 2020 | COUNTY-OTHER (HARRIS) | 18449940 | INDIRECT REUSE; NEW MAJOR RESERVOIR; OTHER SURFACE WATER
H | MUNICIPAL IRRIGATION REUSE DEVELOPMENT, HARRIS COUNTY | 2030 | COUNTY-OTHER (HARRIS) | 4612547 | INDIRECT REUSE; NEW MAJOR RESERVOIR; OTHER SURFACE WATER
H | WUG INFRASTRUCTURE EXPANSION (GROUNDWATER) - COUNTY-OTHER, HARRIS COUNTY (SJ) | 2020 | COUNTY-OTHER (HARRIS) | 82138146 | INDIRECT REUSE; NEW MAJOR RESERVOIR; OTHER SURFACE WATER
H | WUG INFRASTRUCTURE EXPANSION - COUNTY-OTHER, HARRIS COUNTY (TSJ) | 2020 | COUNTY-OTHER (HARRIS) | 2423803 | INDIRECT REUSE; NEW MAJOR RESERVOIR; OTHER SURFACE WATER
H | NEW / EXPANDED CONTRACT WITH COH - COUNTY-OTHER, HARRIS COUNTY (TSJ) | 2020 | COUNTY-OTHER (HARRIS); HOUSTON | 0 | INDIRECT REUSE; NEW MAJOR RESERVOIR; OTHER SURFACE WATER
C | CONSERVATION, WATER LOSS CONTROL - HENDERSON COUNTY | 2020 | COUNTY-OTHER (HENDERSON) | 5449 | INDIRECT REUSE; NEW MAJOR RESERVOIR; OTHER SURFACE WATER
C | HENDERSON COUNTY SEP - TRANSMISSION FACILITIES FROM CEDAR CREEK LAKE Q-147 | 2020 | COUNTY-OTHER (HENDERSON) | 19951000 | MUNICIPAL CONSERVATION
M | HIDALGO COUNTY-OTHER ACQUISITION OF WR FROM IDS | 2020 | COUNTY-OTHER (HIDALGO) | 877500 | INDIRECT REUSE; NEW MAJOR RESERVOIR; OTHER SURFACE WATER
M | HIDALGO COUNTY-OTHER ACQUISITION OF WR FROM UNAFFILIATED CAMERON IRRIGATION | 2020 | COUNTY-OTHER (HIDALGO) | 1087500 | INDIRECT REUSE; NEW MAJOR RESERVOIR; OTHER SURFACE WATER
M | HIDALGO COUNTY-OTHER ACQUISITION OF WR FROM UNAFFILIATED HIDALGO IRRIGATION | 2020 | COUNTY-OTHER (HIDALGO) | 675000 | INDIRECT REUSE; NEW MAJOR RESERVOIR; OTHER SURFACE WATER
M | HIDALGO COUNTY-OTHER ADVANCED MUNICIPAL CONSERVATION | 2040 | COUNTY-OTHER (HIDALGO) | 0 | OTHER DIRECT REUSE
G | UPGRADE WTP FOR ARSENIC-HILL COUNTY-OTHER | 2020 | COUNTY-OTHER (HILL) | 1042000 | OTHER DIRECT REUSE
O | HOCKLEY COUNTY-OTHER LOCAL GROUNDWATER DEVELOPMENT | 2020 | COUNTY-OTHER (HOCKLEY) | 643000 | INDIRECT REUSE; NEW MAJOR RESERVOIR
G | TRINITY AQUIFER DEVELOPMENT- HOOD COUNTY-OTHER | 2020 | COUNTY-OTHER (HOOD) | 6164000 | OTHER SURFACE WATER
F | VOLUNTARY TRANSFER (PURCHASE) - HOWARD COUNTY OTHER | 2020 | COUNTY-OTHER (HOWARD) | 1833000 | OTHER DIRECT REUSE
E | HUDSPETH COUNTY OTHER (CITY OF SIERRA BLANCA - HUDSPETH CO. WCID #1) - ADDITIONAL TRANSMISSION LINE | 2020 | COUNTY-OTHER (HUDSPETH) | 1429000 | OTHER DIRECT REUSE
E | HUDSPETH COUNTY OTHER (DELL CITY) - BRACKISH GROUNDWATER DESALINATION FACILITY | 2020 | COUNTY-OTHER (HUDSPETH) | 1299000 | OTHER SURFACE WATER
E | HUDSPETH COUNTY OTHER (DELL CITY) - WATER LOSS AUDIT AND MAIN-LINE REPAIR | 2020 | COUNTY-OTHER (HUDSPETH) | 1614000 | OTHER SURFACE WATER
E | HUDSPETH COUNTY OTHER (FORT HANCOCK WCID #1) - ADDITIONAL WELL AND RO TREATMENT FACILITY | 2020 | COUNTY-OTHER (HUDSPETH) | 6109000 | OTHER SURFACE WATER
E | HUDSPETH COUNTY OTHER (FORT HANCOCK WCID) - WATER LOSS AUDIT AND MAIN-LINE REPAIR | 2020 | COUNTY-OTHER (HUDSPETH) | 292000 | NEW MAJOR RESERVOIR; OTHER SURFACE WATER
D | DRILL NEW WELLS (COUNTY-OTHER HUNT, NACATOCH, SABINE, 2030) | 2030 | COUNTY-OTHER (HUNT) | 2396000 | NEW MAJOR RESERVOIR; OTHER SURFACE WATER
D | DRILL NEW WELLS (COUNTY-OTHER HUNT, NACATOCH, SABINE, 2040) | 2040 | COUNTY-OTHER (HUNT) | 2396000 | NEW MAJOR RESERVOIR; OTHER SURFACE WATER
D | DRILL NEW WELLS (COUNTY-OTHER HUNT, NACATOCH, SABINE, 2050) | 2050 | COUNTY-OTHER (HUNT) | 2396000 | NEW MAJOR RESERVOIR; OTHER SURFACE WATER
D | DRILL NEW WELLS (COUNTY-OTHER HUNT, NACATOCH, SABINE, 2060) | 2060 | COUNTY-OTHER (HUNT) | 2396000 | GROUNDWATER WELLS AND OTHER
D | GREENVILLE TIE-IN PIPELINE (COUNTY-OTHER HUNT, SABINE) | 2070 | COUNTY-OTHER (HUNT) | 25670000 | INDIRECT REUSE; NEW MAJOR RESERVOIR; OTHER SURFACE WATER
D | INCREASE EXISTING CONTRACT WITH POETRY WSC (FORK) | 2060 | COUNTY-OTHER (HUNT) | 0 | INDIRECT REUSE; NEW MAJOR RESERVOIR; OTHER SURFACE WATER
D | INCREASE EXISTING CONTRACT WITH POETRY WSC (TAWAKONI) | 2040 | COUNTY-OTHER (HUNT) | 0 | OTHER SURFACE WATER
C | CONSERVATION, WATER LOSS CONTROL - JACK COUNTY | 2020 | COUNTY-OTHER (JACK) | 9485 | OTHER SURFACE WATER
C | JACK COUNTY OTHER - CONNECT TO AND PURCHASE WATER FROM JACKSBORO Q-151 | 2020 | COUNTY-OTHER (JACK) | 1893000 | GROUNDWATER WELLS AND OTHER
C | JACK COUNTY OTHER - CONNECT TO AND PURCHASE WATER FROM WALNUT CREEK SUD Q-152 | 2020 | COUNTY-OTHER (JACK) | 2713000 | GROUNDWATER WELLS AND OTHER
E | JEFF DAVIS COUNTY OTHER (TOWN OF VALENTINE) - ADDITIONAL GROUNDWATER WELL | 2020 | COUNTY-OTHER (JEFF DAVIS) | 402808 | INDIRECT REUSE; NEW MAJOR RESERVOIR; OTHER SURFACE WATER
I | JEFF-CTR INFRASTRUCTURE | 2050 | COUNTY-OTHER (JEFFERSON) | 14236000 | INDIRECT REUSE; NEW MAJOR RESERVOIR; OTHER SURFACE WATER
C | CONSERVATION, WATER LOSS CONTROL - KAUFMAN COUNTY | 2020 | COUNTY-OTHER (KAUFMAN) | 37415 | OTHER SURFACE WATER
C | KAUFMAN COUNTY OTHER - CONNECT TO AND PURCHASE WATER FROM TRWD Q-149 | 2020 | COUNTY-OTHER (KAUFMAN) | 11922000 | INDIRECT REUSE; NEW MAJOR RESERVOIR
J | CCP / UGRA - DESALINATION PLANT | 2020 | COUNTY-OTHER (KERR) | 14539000 | GROUNDWATER WELLS AND OTHER; INDIRECT REUSE; NEW MAJOR RESERVOIR; OTHER SURFACE WATER
J | CCP/UGRA - ASR FACILITY | 2020 | COUNTY-OTHER (KERR) | 1258000 | GROUNDWATER WELLS AND OTHER
J | CCP/UGRA - ELLENBURGER AQUIFER WATER SUPPLY WELL | 2020 | COUNTY-OTHER (KERR) | 567000 | NEW MAJOR RESERVOIR; OTHER SURFACE WATER
J | CCP/UGRA - OFF-CHANNEL SURFACE WATER STORAGE | 2020 | COUNTY-OTHER (KERR) | 7534303 | GROUNDWATER WELLS AND OTHER
J | CCP/UGRA - SURFACE WATER TREATMENT AND DISTRIBUTION LINES | 2020 | COUNTY-OTHER (KERR) | 25581000 | INDIRECT REUSE; NEW MAJOR RESERVOIR
J | CCP/UGRA - WELL FIELD FOR DENSE, RURAL AREAS | 2020 | COUNTY-OTHER (KERR) | 4357000 | INDIRECT REUSE; NEW MAJOR RESERVOIR; OTHER SURFACE WATER
J | CENTER POINT WWW - WATER LOSS AUDIT AND MAIN-LINE REPAIR | 2020 | COUNTY-OTHER (KERR) | 33000 | INDIRECT REUSE; NEW MAJOR RESERVOIR
J | HILLS AND DALES WWW - WATER LOSS AUDIT AND MAIN-LINE REPAIR | 2020 | COUNTY-OTHER (KERR) | 138000 | INDIRECT REUSE; NEW MAJOR RESERVOIR; OTHER SURFACE WATER
J | RUSTIC HILLS WATER - WATER LOSS AUDIT AND MAIN-LINE REPAIR | 2020 | COUNTY-OTHER (KERR) | 99000 | GROUNDWATER WELLS AND OTHER
J | VERDE PARK ESTATES WWW - WATER LOSS AUDIT AND MAIN-LINE REPAIR | 2020 | COUNTY-OTHER (KERR) | 102000 | INDIRECT REUSE; NEW MAJOR RESERVOIR; OTHER SURFACE WATER
L | LOCAL CARRIZO AQUIFER - LA SALLE CO | 2020 | COUNTY-OTHER (LA SALLE) | 3525000 | NEW MAJOR RESERVOIR
D | INCREASE EXISTING CONTRACT (COUNTY-OTHER LAMAR, RED) | 2020 | COUNTY-OTHER (LAMAR) | 0 | NEW MAJOR RESERVOIR; OTHER SURFACE WATER
H | MUNICIPAL CONSERVATION, COUNTY-OTHER - LEON COUNTY | 2020 | COUNTY-OTHER (LEON) | 106940 | NEW MAJOR RESERVOIR; OTHER SURFACE WATER
H | WATER LOSS REDUCTION, COUNTY-OTHER - LIBERTY COUNTY | 2020 | COUNTY-OTHER (LIBERTY) | 11983960 | NEW MAJOR RESERVOIR; OTHER SURFACE WATER
H | WUG INFRASTRUCTURE EXPANSION (GROUNDWATER) - COUNTY-OTHER, LIBERTY COUNTY (SJ) | 2060 | COUNTY-OTHER (LIBERTY) | 1914339 | OTHER SURFACE WATER
G | UPGRADE WTP FOR ARSENIC-LIMESTONE COUNTY-OTHER | 2020 | COUNTY-OTHER (LIMESTONE) | 1115000 | INDIRECT REUSE; NEW MAJOR RESERVOIR
O | LYNN COUNTY-OTHER LOCAL GROUNDWATER DEVELOPMENT | 2020 | COUNTY-OTHER (LYNN) | 598000 | INDIRECT REUSE; NEW MAJOR RESERVOIR
H | WATER LOSS REDUCTION, COUNTY-OTHER - MADISON COUNTY | 2020 | COUNTY-OTHER (MADISON) | 1988320 | INDIRECT REUSE; NEW MAJOR RESERVOIR
H | WUG INFRASTRUCTURE EXPANSION (GROUNDWATER) - COUNTY-OTHER, MADISON COUNTY (B) | 2070 | COUNTY-OTHER (MADISON) | 837894 | INDIRECT REUSE; NEW MAJOR RESERVOIR
F | DEVELOP ADDITIONAL DOCKUM AQUIFER SUPPLIES - MARTIN COUNTY OTHER | 2020 | COUNTY-OTHER (MARTIN) | 4219000 | INDIRECT REUSE; NEW MAJOR RESERVOIR
M | MAVERICK COUNTY-OTHER ADVANCED MUNICIPAL CONSERVATION | 2070 | COUNTY-OTHER (MAVERICK) | 0 | INDIRECT REUSE; NEW MAJOR RESERVOIR
F | VOLUNTARY TRANSFER (PURCHASE) - MCCULLOCH COUNTY OTHER | 2020 | COUNTY-OTHER (MCCULLOCH) | 347000 | INDIRECT REUSE; NEW MAJOR RESERVOIR
G | UPGRADE WTP FOR ARSENIC-MCLENNAN COUNTY OTHER | 2020 | COUNTY-OTHER (MCLENNAN) | 3811000 | INDIRECT REUSE; NEW MAJOR RESERVOIR; OTHER SURFACE WATER
F | DEVELOP PECOS VALLEY AQUIFER SUPPLIES - MIDLAND COUNTY OTHER | 2030 | COUNTY-OTHER (MIDLAND) | 62699000 | OTHER SURFACE WATER
F | WATER AUDITS AND LEAK - MITCHELL COUNTY OTHER | 2020 | COUNTY-OTHER (MITCHELL) | 3361800 | OTHER SURFACE WATER
H | MUNICIPAL CONSERVATION, COUNTY-OTHER - MONTGOMERY COUNTY | 2020 | COUNTY-OTHER (MONTGOMERY) | 28304310 | OTHER SURFACE WATER
H | MUNICIPAL IRRIGATION REUSE DEVELOPMENT, MONTGOMERY COUNTY | 2030 | COUNTY-OTHER (MONTGOMERY) | 47190817 | GROUNDWATER WELLS AND OTHER
H | WUG INFRASTRUCTURE EXPANSION (GROUNDWATER) - COUNTY-OTHER, MONTGOMERY COUNTY | 2060 | COUNTY-OTHER (MONTGOMERY) | 65596630 | OTHER SURFACE WATER
H | WUG INFRASTRUCTURE EXPANSION (GROUNDWATER) - SJRA GRP PARTICIPANTS | 2030 | COUNTY-OTHER (MONTGOMERY) | 18541717 | OTHER SURFACE WATER
H | WUG INFRASTRUCTURE EXPANSION - COUNTY-OTHER, MONTGOMERY COUNTY (SJRA GRP PARTICIPANTS) | 2030 | COUNTY-OTHER (MONTGOMERY) | 8629118 | GROUNDWATER WELLS AND OTHER
H | WUG INFRASTRUCTURE EXPANSION - COUNTY-OTHER, MONTGOMERY COUNTY - PHASE 1 | 2030 | COUNTY-OTHER (MONTGOMERY) | 186580030 | INDIRECT REUSE; NEW MAJOR RESERVOIR
H | WUG INFRASTRUCTURE EXPANSION - COUNTY-OTHER, MONTGOMERY COUNTY - PHASE 2 | 2050 | COUNTY-OTHER (MONTGOMERY) | 390977830 | INDIRECT REUSE; NEW MAJOR RESERVOIR
I | NACN-LK - LAKE NACONICHE INFRASTRUCTURE | 2040 | COUNTY-OTHER (NACOGDOCHES) | 34492000 | INDIRECT REUSE; OTHER SURFACE WATER
C | CONSERVATION, WATER LOSS CONTROL - NAVARRO COUNTY | 2020 | COUNTY-OTHER (NAVARRO) | 12260 | OTHER SURFACE WATER
C | CONSERVATION, WATER LOSS CONTROL - PARKER COUNTY | 2020 | COUNTY-OTHER (PARKER) | 179036 | OTHER SURFACE WATER
C | PARKER COUNTY OTHER - CONNECT TO AND PURCHASE WATER FROM TRWD Q-174 | 2060 | COUNTY-OTHER (PARKER) | 116775000 | OTHER SURFACE WATER
C | PARKER COUNTY OTHER - NEW WELLS IN TRINITY AQUIFER Q-173 | 2020 | COUNTY-OTHER (PARKER) | 1448000 | OTHER SURFACE WATER
O | PARMER COUNTY-OTHER LOCAL GROUNDWATER DEVELOPMENT | 2060 | COUNTY-OTHER (PARMER) | 621000 | NEW MAJOR RESERVOIR
H | WATER LOSS REDUCTION, COUNTY-OTHER - POLK COUNTY | 2020 | COUNTY-OTHER (POLK) | 8417580 | INDIRECT REUSE
A | DEVELOP DOCKUM AQUIFER SUPPLIES - POTTER COUNTY OTHER | 2020 | COUNTY-OTHER (POTTER) | 3345600 | OTHER SURFACE WATER
A | DEVELOP OGALLALA AQUIFER SUPPLIES - POTTER COUNTY OTHER | 2030 | COUNTY-OTHER (POTTER) | 3979400 | OTHER SURFACE WATER
A | MUNICIPAL CONSERVATION - POTTER COUNTY OTHER | 2020 | COUNTY-OTHER (POTTER) | 13409600 | OTHER SURFACE WATER
A | DEVELOP OGALLALA AQUIFER SUPPLIES - RANDALL COUNTY OTHER | 2030 | COUNTY-OTHER (RANDALL) | 5299300 | INDIRECT REUSE; NEW MAJOR RESERVOIR; OTHER SURFACE WATER
J | CITY OF LEAKEY - ADDITIONAL GROUNDWATER WELL | 2020 | COUNTY-OTHER (REAL) | 156000 | NEW MAJOR RESERVOIR
J | CITY OF LEAKEY - INTERCONNECTIONS BETWEEN WELLS | 2020 | COUNTY-OTHER (REAL) | 200000 | OTHER SURFACE WATER
J | CITY OF LEAKEY - WATER LOSS AUDIT AND MAIN-LINE REPAIR | 2020 | COUNTY-OTHER (REAL) | 52000 | OTHER SURFACE WATER
J | OAKMONT SADDLE WSC - ADDITIONAL GROUNDWATER WELL | 2020 | COUNTY-OTHER (REAL) | 420000 | OTHER SURFACE WATER
J | REAL WSC - WATER LOSS AUDIT AND MAIN-LINE REPAIR | 2020 | COUNTY-OTHER (REAL) | 199000 | OTHER SURFACE WATER
D | RENEW EXISTING CONTRACT (RED RIVER COUNTY-OTHER, SULPHUR) | 2020 | COUNTY-OTHER (RED RIVER) | 0 | NEW MAJOR RESERVOIR; OTHER SURFACE WATER
G | CARRIZO AQUIFER DEVELOPMENT-ROBERTSON COUNTY-OTHER | 2070 | COUNTY-OTHER (ROBERTSON) | 825000 | INDIRECT REUSE
C | CONSERVATION, WATER LOSS CONTROL - ROCKWALL COUNTY | 2020 | COUNTY-OTHER (ROCKWALL) | 12200 | INDIRECT REUSE; NEW MAJOR RESERVOIR
F | VOLUNTARY TRANSFER (PURCHASE) - SCURRY COUNTY OTHER | 2020 | COUNTY-OTHER (SCURRY) | 75000 | INDIRECT REUSE; NEW MAJOR RESERVOIR
G | SOMERVELLE COUNTY WATER SUPPLY PROJECTS PHASES 1-4, 7A, 9-17 | 2020 | COUNTY-OTHER (SOMERVELL) | 35249000 | INDIRECT REUSE; NEW MAJOR RESERVOIR; OTHER SURFACE WATER
M | STARR COUNTY-OTHER ACQUISITION OF WR FROM UNAFFILIATED STARR IRRIGATION | 2020 | COUNTY-OTHER (STARR) | 2157165 | GROUNDWATER WELLS AND OTHER; INDIRECT REUSE; NEW MAJOR RESERVOIR
M | STARR COUNTY-OTHER ADDITIONAL GROUNDWATER WELLS | 2020 | COUNTY-OTHER (STARR) | 2541000 | GROUNDWATER WELLS AND OTHER
M | STARR COUNTY-OTHER ADVANCED MUNICIPAL CONSERVATION | 2050 | COUNTY-OTHER (STARR) | 0 | OTHER SURFACE WATER
C | CONSERVATION, WATER LOSS CONTROL - TARRANT COUNTY | 2020 | COUNTY-OTHER (TARRANT) | 158141 | GROUNDWATER WELLS AND OTHER
H | WATER LOSS REDUCTION, COUNTY-OTHER - TRINITY COUNTY | 2020 | COUNTY-OTHER (TRINITY) | 711180 | GROUNDWATER WELLS AND OTHER
H | WATER LOSS REDUCTION, COUNTY-OTHER - WALKER COUNTY | 2020 | COUNTY-OTHER (WALKER) | 4427460 | INDIRECT REUSE; NEW MAJOR RESERVOIR
H | MUNICIPAL CONSERVATION, COUNTY-OTHER - WALLER COUNTY | 2020 | COUNTY-OTHER (WALLER) | 297980 | GROUNDWATER WELLS AND OTHER
H | WATER LOSS REDUCTION, COUNTY-OTHER - WALLER COUNTY | 2020 | COUNTY-OTHER (WALLER) | 11542260 | INDIRECT REUSE; NEW MAJOR RESERVOIR; OTHER SURFACE WATER
H | WUG INFRASTRUCTURE EXPANSION (GROUNDWATER) - COUNTY-OTHER, WALLER COUNTY (B) - PHASE 1 | 2050 | COUNTY-OTHER (WALLER) | 2165802 | INDIRECT REUSE; NEW MAJOR RESERVOIR; OTHER SURFACE WATER
H | WUG INFRASTRUCTURE EXPANSION (GROUNDWATER) - COUNTY-OTHER, WALLER COUNTY (B) - PHASE 2 | 2070 | COUNTY-OTHER (WALLER) | 1962127 | NEW MAJOR RESERVOIR
F | WATER AUDITS AND LEAK - WARD COUNTY OTHER | 2020 | COUNTY-OTHER (WARD) | 2946700 | OTHER DIRECT REUSE
M | WEBB COUNTY-OTHER ADDITIONAL GROUNDWATER WELLS | 2020 | COUNTY-OTHER (WEBB) | 8891000 | OTHER SURFACE WATER
M | WEBB COUNTY-OTHER ADVANCED MUNICIPAL CONSERVATION | 2050 | COUNTY-OTHER (WEBB) | 0 | INDIRECT REUSE; NEW MAJOR RESERVOIR
G | ADDITIONAL ADVANCED CONSERVATION - COUNTY-OTHER, WILLIAMSON | 2040 | COUNTY-OTHER (WILLIAMSON) | 10199000 | INDIRECT REUSE; NEW MAJOR RESERVOIR
F | DEVELOP PECOS VALLEY AQUIFER SUPPLIES - WINKLER COUNTY OTHER | 2020 | COUNTY-OTHER (WINKLER) | 1908000 | INDIRECT REUSE; NEW MAJOR RESERVOIR
F | WATER AUDITS AND LEAK - WINKLER COUNTY OTHER | 2020 | COUNTY-OTHER (WINKLER) | 1787400 | INDIRECT REUSE; NEW MAJOR RESERVOIR
C | CONSERVATION, WATER LOSS CONTROL - WISE COUNTY | 2020 | COUNTY-OTHER (WISE) | 87859 | INDIRECT REUSE; NEW MAJOR RESERVOIR
M | ZAPATA COUNTY-OTHER ACQUISITION OF WR FROM UNAFFILIATED ZAPATA IRRIGATION | 2020 | COUNTY-OTHER (ZAPATA) | 215000 | INDIRECT REUSE; NEW MAJOR RESERVOIR; OTHER SURFACE WATER
M | ZAPATA COUNTY-OTHER ADVANCED MUNICIPAL CONSERVATION | 2040 | COUNTY-OTHER (ZAPATA) | 0 | NEW MAJOR RESERVOIR
H | WATER LOSS REDUCTION, COVE | 2020 | COVE | 172290 | INDIRECT REUSE; NEW MAJOR RESERVOIR
C | CONSERVATION, WATER LOSS CONTROL - CRANDALL | 2020 | CRANDALL | 20209 | INDIRECT REUSE; NEW MAJOR RESERVOIR
G | MUNICIPAL WATER CONSERVATION (SUBURBAN) - CRAWFORD | 2020 | CRAWFORD | 114000 | INDIRECT REUSE; NEW MAJOR RESERVOIR; OTHER SURFACE WATER
C | CONSERVATION, WATER LOSS CONTROL - CRESSON | 2020 | CRESSON | 5210 | NEW MAJOR RESERVOIR
C | CRESSON - NEW WELL IN TRINITY AQUIFER Q-170 | 2020 | CRESSON | 917300 | OTHER SURFACE WATER
G | TRINITY AQUIFER DEVELOPMENT- CRESSON | 2040 | CRESSON | 771000 | OTHER SURFACE WATER
H | MUNICIPAL CONSERVATION, CROSBY MUD | 2020 | CROSBY MUD | 145210 | OTHER SURFACE WATER
H | WATER LOSS REDUCTION, CROSBY MUD | 2020 | CROSBY MUD | 216590 | INDIRECT REUSE; NEW MAJOR RESERVOIR; OTHER SURFACE WATER
G | INTERCONNECT FROM WACO TO CROSS COUNTRY WSC | 2050 | CROSS COUNTRY WSC | 2579000 | GROUNDWATER WELLS AND OTHER
G | MUNICIPAL WATER CONSERVATION (SUBURBAN) - CROSS COUNTRY WSC | 2020 | CROSS COUNTRY WSC | 94000 | GROUNDWATER WELLS AND OTHER
G | MUNICIPAL WATER CONSERVATION (RURAL) - CROSS PLAINS | 2020 | CROSS PLAINS | 41000 | GROUNDWATER WELLS AND OTHER; INDIRECT REUSE; NEW MAJOR RESERVOIR
C | CONSERVATION, WATER LOSS CONTROL - CROSS ROADS | 2020 | CROSS ROADS | 16218 | GROUNDWATER WELLS AND OTHER
C | CROSS TIMBERS WSC - INFRASTRUCTURE IMPROVEMENTS Q-99 | 2030 | CROSS TIMBERS WSC | 5858000 | NEW MAJOR RESERVOIR; OTHER SURFACE WATER
C | CONSERVATION, WATER LOSS CONTROL - CROWLEY | 2020 | CROWLEY | 342055 | INDIRECT REUSE; NEW MAJOR RESERVOIR; OTHER SURFACE WATER
C | CROWLEY - INCREASE DELIVERY INFRASTRUCTURE TO PURCHASE ADDITIONAL WATER FROM FORT WORTH Q-187 | 2030 | CROWLEY | 11558000 | OTHER DIRECT REUSE
D | DRILL NEW WELLS (CRYSTAL SYSTEMS INC, QUEEN, SABINE, 2020) | 2020 | CRYSTAL SYSTEMS INC | 2330000 | GROUNDWATER WELLS AND OTHER
D | DRILL NEW WELLS (CRYSTAL SYSTEMS INC, QUEEN, SABINE, 2040) | 2040 | CRYSTAL SYSTEMS INC | 1212000 | INDIRECT REUSE; NEW MAJOR RESERVOIR; OTHER SURFACE WATER
D | DRILL NEW WELLS (CRYSTAL SYSTEMS INC, QUEEN, SABINE, 2050) | 2050 | CRYSTAL SYSTEMS INC | 2330000 | INDIRECT REUSE; NEW MAJOR RESERVOIR; OTHER SURFACE WATER
D | DRILL NEW WELLS (CRYSTAL SYSTEMS INC, QUEEN, SABINE, 2070) | 2070 | CRYSTAL SYSTEMS INC | 1212000 | INDIRECT REUSE; NEW MAJOR RESERVOIR; OTHER SURFACE WATER
I | SMTH-CYS - INFRASTRUCTURE | 2020 | CRYSTAL SYSTEMS INC | 2021000 | INDIRECT REUSE; NEW MAJOR RESERVOIR; OTHER SURFACE WATER
C | CONSERVATION, WATER LOSS CONTROL - CULLEOKA WSC | 2020 | CULLEOKA WSC | 15924 | INDIRECT REUSE; NEW MAJOR RESERVOIR; OTHER SURFACE WATER
D | DRILL NEW WELLS (CUMBY, NACATOCH) | 2030 | CUMBY | 772000 | INDIRECT REUSE; NEW MAJOR RESERVOIR; OTHER SURFACE WATER
H | MUNICIPAL CONSERVATION, CUT AND SHOOT | 2020 | CUT AND SHOOT | 53090 | INDIRECT REUSE; NEW MAJOR RESERVOIR; OTHER SURFACE WATER
H | WATER LOSS REDUCTION, CUT AND SHOOT | 2020 | CUT AND SHOOT | 111080 | GROUNDWATER WELLS AND OTHER
I | NACW-DMW - NEW WELLS IN CARRIZO AQUIFER | 2020 | D AND M WSC | 3484000 | INDIRECT REUSE
H | WATER LOSS REDUCTION, DAISETTA | 2020 | DAISETTA | 983520 | OTHER DIRECT REUSE
A | DEVELOP OGALLALA AQUIFER SUPPLIES - DALHART | 2020 | DALHART | 4197900 | INDIRECT REUSE
C | CONSERVATION, WATER LOSS CONTROL - DALLAS | 2020 | DALLAS | 3124457 | INDIRECT REUSE
C | DWU - CONNECT LAKE PALESTINE Q-36 | 2030 | DALLAS | 465491000 | OTHER DIRECT REUSE
C | DWU - CONNECT TO BACHMAN Q-37 | 2030 | DALLAS | 48574000 | INDIRECT REUSE; NEW MAJOR RESERVOIR; OTHER SURFACE WATER
C | DWU - INFRASTRUCTURE TO TREAT AND DELIVER TO CUSTOMERS 2020 NEW WATER PLANT Q-40 | 2020 | DALLAS | 368187000 | INDIRECT REUSE; NEW MAJOR RESERVOIR; OTHER SURFACE WATER
C | DWU - INFRASTRUCTURE TO TREAT AND DELIVER TO CUSTOMERS 2025 WTP EXPANSIONS Q-40 | 2030 | DALLAS | 346680000 | INDIRECT REUSE; OTHER SURFACE WATER
C | DWU - INFRASTRUCTURE TO TREAT AND DELIVER TO CUSTOMERS 2035 WTP EXPANSIONS Q-40 | 2040 | DALLAS | 1211133000 | INDIRECT REUSE
C | DWU - INFRASTRUCTURE TO TREAT AND DELIVER TO CUSTOMERS 2045 WTP EXPANSIONS Q-40 | 2050 | DALLAS | 161784000 | NEW MAJOR RESERVOIR
C | DWU - LAKE COLUMBIA Q-39 | 2070 | DALLAS | 327187000 | OTHER DIRECT REUSE
C | DWU - MAIN STEM BALANCING RESERVOIR Q-35 | 2050 | DALLAS | 674463000 | INDIRECT REUSE; NEW MAJOR RESERVOIR
C | DWU - MAIN STEM PUMP STATION Q-34 | 2020 | DALLAS | 44481000 | INDIRECT REUSE; OTHER SURFACE WATER
C | DWU - NECHES RIVER RUN-OF-THE-RIVER DIVERSIONS PROJECT Q-38 | 2060 | DALLAS | 226790000 | INDIRECT REUSE; OTHER SURFACE WATER
C | CONSERVATION, WATER LOSS CONTROL - DALWORTHINGTON GARDENS | 2020 | DALWORTHINGTON GARDENS | 35744 | INDIRECT REUSE; NEW MAJOR RESERVOIR
H | MUNICIPAL CONSERVATION, DANBURY | 2020 | DANBURY | 82700 | INDIRECT REUSE; OTHER SURFACE WATER
H | WATER LOSS REDUCTION, DANBURY | 2020 | DANBURY | 183280 | INDIRECT REUSE; OTHER SURFACE WATER
C | CONSERVATION, WATER LOSS CONTROL - DAWSON | 2020 | DAWSON | 2995 | INDIRECT REUSE; OTHER SURFACE WATER
D | RENEW EXISTING CONTRACT (DEKALB) | 2020 | DE KALB | 0 | INDIRECT REUSE; NEW MAJOR RESERVOIR; OTHER SURFACE WATER
C | CONSERVATION, WATER LOSS CONTROL - DECATUR | 2020 | DECATUR | 238239 | OTHER SURFACE WATER
H | MUNICIPAL CONSERVATION, DEER PARK | 2020 | DEER PARK | 1946860 | OTHER SURFACE WATER
H | WATER LOSS REDUCTION, DEER PARK | 2020 | DEER PARK | 7478720 | INDIRECT REUSE; OTHER SURFACE WATER
J | CITY OF DEL RIO - DEVELOP A WASTEWATER REUSE PROGRAM | 2020 | DEL RIO | 1700000 | INDIRECT REUSE; NEW MAJOR RESERVOIR; OTHER SURFACE WATER
J | CITY OF DEL RIO - RENOVATE, DRILL & EQUIP NEW WELL, CONNECT TO DISTRIBUTION SYSTEM | 2020 | DEL RIO | 2937000 | INDIRECT REUSE; NEW MAJOR RESERVOIR; OTHER SURFACE WATER
J | CITY OF DEL RIO - WATER LOSS AUDIT AND MAIN-LINE REPAIR | 2020 | DEL RIO | 8673000 | INDIRECT REUSE; NEW MAJOR RESERVOIR; OTHER SURFACE WATER
J | CITY OF DEL RIO - WATER TREATMENT PLANT EXPANSION | 2020 | DEL RIO | 1841000 | INDIRECT REUSE; NEW MAJOR RESERVOIR; OTHER SURFACE WATER
M | DELTA LAKE ID CONSERVATION | 2020 | DELTA LAKE IRRIGATION DISTRICT | 52377800 | INDIRECT REUSE; NEW MAJOR RESERVOIR; OTHER SURFACE WATER
C | CONSERVATION, WATER LOSS CONTROL - DENISON | 2020 | DENISON | 322613 | INDIRECT REUSE; NEW MAJOR RESERVOIR; OTHER SURFACE WATER
C | DENISON - EXPAND RAW WATER DELIVERY FROM LAKE TEXOMA Q-137 | 2030 | DENISON | 21629700 | INDIRECT REUSE; NEW MAJOR RESERVOIR; OTHER SURFACE WATER
C | DENISON - NEW 4 MGD WATER TREATMENT PLANT Q-12 | 2060 | DENISON | 19888000 | INDIRECT REUSE; NEW MAJOR RESERVOIR; OTHER SURFACE WATER
C | DENISON - WATER TREATMENT PLANT EXPANSION 1 Q-13 | 2030 | DENISON | 13168000 | INDIRECT REUSE; NEW MAJOR RESERVOIR; OTHER SURFACE WATER
C | DENISON - WATER TREATMENT PLANT EXPANSION 2 Q-13 | 2070 | DENISON | 13168000 | INDIRECT REUSE; NEW MAJOR RESERVOIR; OTHER SURFACE WATER
C | CONSERVATION, WATER LOSS CONTROL - DENTON | 2020 | DENTON | 1938438 | INDIRECT REUSE; NEW MAJOR RESERVOIR; OTHER SURFACE WATER
C | DENTON - 20 MGD RAY ROBERTS PLANT EXPANSION Q-13 | 2040 | DENTON | 42922000 | INDIRECT REUSE; NEW MAJOR RESERVOIR; OTHER SURFACE WATER
C | DENTON - 30 MGD RAY ROBERTS PLANT EXPANSION 1 Q-13 | 2020 | DENTON | 59881000 | INDIRECT REUSE
C | DENTON - 30 MGD RAY ROBERTS PLANT EXPANSION 2 Q-13 | 2050 | DENTON | 59881000 | INDIRECT REUSE; NEW MAJOR RESERVOIR
C | DENTON - WATER TREATMENT PLANT EXPANSION 1 Q-13 | 2060 | DENTON | 51402000 | INDIRECT REUSE; NEW MAJOR RESERVOIR; OTHER SURFACE WATER
C | DENTON - WATER TREATMENT PLANT EXPANSION 2 Q-13 | 2070 | DENTON | 51402000 | INDIRECT REUSE; NEW MAJOR RESERVOIR
C | CONSERVATION, IRRIGATION RESTRICTION - DENTON COUNTY FWSD #10 | 2020 | DENTON COUNTY FWSD #10 | 7334 | INDIRECT REUSE; NEW MAJOR RESERVOIR
C | CONSERVATION, WATER LOSS CONTROL - DENTON COUNTY FWSD #10 | 2020 | DENTON COUNTY FWSD #10 | 43942 | INDIRECT REUSE; NEW MAJOR RESERVOIR
C | CONSERVATION, WATER LOSS CONTROL - DENTON COUNTY FWSD #1A | 2020 | DENTON COUNTY FWSD #1A | 163972 | INDIRECT REUSE; NEW MAJOR RESERVOIR
C | CONSERVATION, IRRIGATION RESTRICTION - DENTON COUNTY FWSD #7 | 2020 | DENTON COUNTY FWSD #7 | 7334 | NEW MAJOR RESERVOIR
C | CONSERVATION, WATER LOSS CONTROL - DENTON COUNTY FWSD #7 | 2020 | DENTON COUNTY FWSD #7 | 675975 | GROUNDWATER WELLS AND OTHER
O | YOAKUM COUNTY - DENVER CITY LOCAL GROUNDWATER DEVELOPMENT | 2020 | DENVER CITY | 2995000 | NEW MAJOR RESERVOIR; OTHER SURFACE WATER
C | CONSERVATION, IRRIGATION RESTRICTION - DESOTO | 2020 | DESOTO | 14389 | NEW MAJOR RESERVOIR; OTHER SURFACE WATER
C | CONSERVATION, WATER LOSS CONTROL - DESOTO | 2020 | DESOTO | 220487 | GROUNDWATER WELLS AND OTHER
H | MUNICIPAL CONSERVATION, DICKINSON | 2020 | DICKINSON | 327800 | OTHER SURFACE WATER
H | WATER LOSS REDUCTION, DICKINSON | 2020 | DICKINSON | 2577000 | OTHER SURFACE WATER
O | CASTRO COUNTY - DIMMITT LOCAL GROUNDWATER DEVELOPMENT | 2040 | DIMMITT | 1297000 | INDIRECT REUSE; NEW MAJOR RESERVOIR; OTHER SURFACE WATER
H | MUNICIPAL CONSERVATION, DOBBIN-PLANTERSVILLE WSC | 2020 | DOBBIN-PLANTERSVILLE WSC | 466360 | OTHER CONSERVATION
H | WATER LOSS REDUCTION, DOBBIN-PLANTERSVILLE WSC | 2020 | DOBBIN-PLANTERSVILLE WSC | 1744800 | OTHER CONSERVATION
H | WUG INFRASTRUCTURE EXPANSION (GROUNDWATER) - DOBBIN-PLANTERSVILLE WSC | 2020 | DOBBIN-PLANTERSVILLE WSC | 8926839 | OTHER CONSERVATION
M | DONNA ADVANCED MUNICIPAL CONSERVATION | 2040 | DONNA | 0 | OTHER CONSERVATION
M | DONNA PURCHASE OF CONVERTED WATER RIGHTS FOR WTP EXPANSION - PHASE I | 2020 | DONNA | 1975000 | OTHER CONSERVATION
M | DONNA PURCHASE OF CONVERTED WATER RIGHTS FOR WTP EXPANSION - PHASE II | 2040 | DONNA | 2193000 | OTHER CONSERVATION
M | DONNA RESERVOIR AND PUMP STATION | 2020 | DONNA | 7817000 | INDIRECT REUSE
M | DONNA WTP EXPANSION | 2020 | DONNA | 13753000 | OTHER SURFACE WATER
M | DONNA ID CONSERVATION | 2020 | DONNA IRRIGATION DISTRICT-HIDALGO COUNTY #1 | 6379000 | CONJUNCTIVE USE; OTHER SURFACE WATER
C | CONSERVATION, WATER LOSS CONTROL - DOUBLE OAK | 2020 | DOUBLE OAK | 17324 | OTHER SURFACE WATER
H | BRAZOS SALTWATER BARRIER | 2030 | DOW CHEMICAL USA | 55771408 | OTHER SURFACE WATER
K | MUNICIPAL CONSERVATION - DRIPPING SPRINGS | 2020 | DRIPPING SPRINGS | 49510 | GROUNDWATER WELLS AND OTHER
K | MUNICIPAL CONSERVATION - DRIPPING SPRINGS WSC | 2020 | DRIPPING SPRINGS WSC | 68043 | GROUNDWATER WELLS AND OTHER
A | DEVELOP OGALLALA AQUIFER SUPPLIES - DUMAS | 2020 | DUMAS | 12544700 | GROUNDWATER WELLS AND OTHER
C | CONSERVATION, WATER LOSS CONTROL - DUNCANVILLE | 2020 | DUNCANVILLE | 821033 | GROUNDWATER WELLS AND OTHER
M | EAGLE PASS ADVANCED MUNICIPAL CONSERVATION | 2020 | EAGLE PASS | 0 | GROUNDWATER WELLS AND OTHER
M | EAGLE PASS NEW GROUNDWATER SUPPLY | 2050 | EAGLE PASS | 1072000 | GROUNDWATER WELLS AND OTHER
K | MUNICIPAL CONSERVATION - EAST BERNARD | 2020 | EAST BERNARD | 52607 | GROUNDWATER WELLS AND OTHER
C | CONSERVATION, WATER LOSS CONTROL - EAST CEDAR CREEK FWSD | 2020 | EAST CEDAR CREEK FWSD | 28785 | GROUNDWATER WELLS AND OTHER
C | EAST CEDAR CREEK - WATER TREATMENT PLANT EXPANSION Q-13 | 2070 | EAST CEDAR CREEK FWSD | 8904000 | GROUNDWATER WELLS AND OTHER
C | CONSERVATION, WATER LOSS CONTROL - EAST FORK SUD | 2020 | EAST FORK SUD | 450000 | GROUNDWATER WELLS AND OTHER
C | EAST FORK SUD- INCREASE DELIVERY INFRASTRUCTURE TO PURCHASE ADDITIONAL WATER FROM NTMWD Q-181 | 2020 | EAST FORK SUD | 3500000 | GROUNDWATER WELLS AND OTHER
L | LOCAL LEONA GRAVEL AQUIFER - EAST MEDINA SUD | 2060 | EAST MEDINA COUNTY SUD | 1737000 | GROUNDWATER WELLS AND OTHER
H | MUNICIPAL CONSERVATION, EAST PLANTATION UD | 2020 | EAST PLANTATION UD | 90230 | GROUNDWATER WELLS AND OTHER
H | WUG INFRASTRUCTURE EXPANSION - EAST PLANTATION UD | 2060 | EAST PLANTATION UD | 4295425 | GROUNDWATER WELLS AND OTHER
H | RIVER PLANTATION REUSE EXPANSION | 2030 | EAST PLANTATION UD; RIVER PLANTATION MUD | 0 | GROUNDWATER WELLS AND OTHER
H | NEW / EXPANDED CONTRACT WITH SJRA - EAST PLANTATION UD | 2060 | EAST PLANTATION UD; SAN JACINTO RIVER AUTHORITY | 0 | GROUNDWATER WELLS AND OTHER
M | EAST RIO HONDO WSC ADVANCED MUNICIPAL CONSERVATION | 2020 | EAST RIO HONDO WSC | 0 | GROUNDWATER WELLS AND OTHER
M | ERHWSC CONVERSION OF WATER RIGHTS | 2020 | EAST RIO HONDO WSC | 1360000 | GROUNDWATER WELLS AND OTHER
M | ERHWSC FM 2925 TRANSMISSION LINE | 2020 | EAST RIO HONDO WSC | 5089000 | GROUNDWATER WELLS AND OTHER
M | ERHWSC HARLINGEN WW INTERCONNECT | 2020 | EAST RIO HONDO WSC | 2051000 | GROUNDWATER WELLS AND OTHER
M | ERHWSC MUNICIPAL (UV DISINFECTION FM 510 WTP) | 2020 | EAST RIO HONDO WSC | 687000 | GROUNDWATER WELLS AND OTHER
M | ERHWSC SURFACE WATER TREATMENT PLANT | 2020 | EAST RIO HONDO WSC | 34794000 | GROUNDWATER WELLS AND OTHER
M | NORTH CAMERON REGIONAL WTP WELLFIELD EXPANSION | 2020 | EAST RIO HONDO WSC; NORTH ALAMO WSC | 1881000 | GROUNDWATER WELLS AND OTHER
G | MUNICIPAL WATER CONSERVATION (RURAL) - EASTLAND | 2020 | EASTLAND | 12000 | GROUNDWATER WELLS AND OTHER
C | CONSERVATION, WATER LOSS CONTROL - ECTOR | 2020 | ECTOR | 5171 | GROUNDWATER WELLS AND OTHER
M | EDCOUCH ACQUISITION OF WR FROM IDS | 2020 | EDCOUCH | 68000 | GROUNDWATER WELLS AND OTHER
M | EDCOUCH ADVANCED MUNICIPAL CONSERVATION | 2060 | EDCOUCH | 0 | GROUNDWATER WELLS AND OTHER
M | EDCOUCH EMERGENCY GROUNDWATER SUPPLY | 2020 | EDCOUCH | 1106000 | GROUNDWATER WELLS AND OTHER
F | DIRECT NON-POTABLE REUSE FOR GOLF COURSE IRRIGATION (TYPE I) - EDEN | 2020 | EDEN | 485700 | GROUNDWATER WELLS AND OTHER
C | CONSERVATION, WATER LOSS CONTROL - EDGECLIFF VILLAGE | 2020 | EDGECLIFF VILLAGE | 69007 | GROUNDWATER WELLS AND OTHER
M | EDINBURG ACQUISITION OF WR FROM IDS | 2020 | EDINBURG | 340000 | GROUNDWATER WELLS AND OTHER
M | EDINBURG ADVANCED MUNICIPAL CONSERVATION | 2030 | EDINBURG | 0 | GROUNDWATER WELLS AND OTHER
M | EDINBURG NON-POTABLE REUSE | 2020 | EDINBURG | 9971000 | GROUNDWATER WELLS AND OTHER
P | MUNICIPAL CONSERVATION - EL CAMPO | 2020 | EL CAMPO | 243652 | GROUNDWATER WELLS AND OTHER
P | REUSE | 2020 | EL CAMPO | 3272000 | GROUNDWATER WELLS AND OTHER
M | EL CENIZO ADVANCED MUNICIPAL CONSERVATION | 2060 | EL CENIZO | 0 | GROUNDWATER WELLS AND OTHER
H | MUNICIPAL CONSERVATION, EL DORADO UD | 2020 | EL DORADO UD | 112750 | GROUNDWATER WELLS AND OTHER
H | WATER LOSS REDUCTION, EL DORADO UD | 2020 | EL DORADO UD | 522270 | GROUNDWATER WELLS AND OTHER
H | WUG INFRASTRUCTURE EXPANSION (GROUNDWATER) - EL DORADO UD | 2030 | EL DORADO UD | 1202685 | GROUNDWATER WELLS AND OTHER
M | EL JARDIN DISTRIBUTION PIPELINE REPLACEMENT | 2020 | EL JARDIN WSC | 23421000 | GROUNDWATER WELLS AND OTHER
M | EL JARDIN NEW BGD PLANT | 2020 | EL JARDIN WSC | 8272000 | GROUNDWATER WELLS AND OTHER
M | EL JARDIN WSC ADVANCED MUNICIPAL CONSERVATION | 2040 | EL JARDIN WSC | 0 | GROUNDWATER WELLS AND OTHER
H | MUNICIPAL CONSERVATION, EL LAGO | 2020 | EL LAGO | 136920 | GROUNDWATER WELLS AND OTHER
H | WATER LOSS REDUCTION, EL LAGO | 2020 | EL LAGO | 216590 | GROUNDWATER WELLS AND OTHER
E | EPWU - ADVANCED PURIFIED WATER AT THE BUSTAMANTE WWTP | 2020 | EL PASO | 94096000 | GROUNDWATER WELLS AND OTHER
E | EPWU - ADVANCED PURIFIED WATER AT THE HASKELL AND NW WWTPS | 2040 | EL PASO | 291800000 | GROUNDWATER WELLS AND OTHER
E | EPWU - BRACKISH GROUNDWATER AT THE JONATHAN ROGERS WWTP | 2040 | EL PASO | 65865000 | GROUNDWATER WELLS AND OTHER
E | EPWU - EXPANSION OF LOCAL WELL FIELDS | 2020 | EL PASO | 32712000 | GROUNDWATER WELLS AND OTHER
E | EPWU - EXPANSION OF THE JONATHAN ROGERS WWTP | 2020 | EL PASO | 95186653 | GROUNDWATER WELLS AND OTHER
E | EPWU - EXPANSION OF THE KAY BAILEY HUTCHINSON DESAL PLANT | 2020 | EL PASO | 37200000 | GROUNDWATER WELLS AND OTHER
E | EPWU - GROUNDWATER FROM DIABLO FARMS | 2050 | EL PASO | 273507000 | GROUNDWATER WELLS AND OTHER
E | EPWU - GROUNDWATER FROM HUECO RANCH | 2040 | EL PASO | 155858000 | GROUNDWATER WELLS AND OTHER
E | EPWU - GROUNDWATER FROM SOUTHERN HUDSPETH COUNTY | 2020 | EL PASO | 98980000 | GROUNDWATER WELLS AND OTHER
E | EPWU - GROUNDWATER FROM THE DELL CITY AREA | 2060 | EL PASO | 257901000 | GROUNDWATER WELLS AND OTHER
E | EPWU - RECHARGE OF HUECO AQUIFER GROUNDWATER WITH TREATED SURFACE WATER | 2020 | EL PASO | 1806000 | GROUNDWATER WELLS AND OTHER
E | EPWU - RIVERSIDE REGULATING RESERVOIR | 2020 | EL PASO | 93526200 | GROUNDWATER WELLS AND OTHER
E | EPWU - TREATMENT AND REUSE OF AGRICULTURAL DRAIN WATER | 2030 | EL PASO | 41679000 | GROUNDWATER WELLS AND OTHER
E | EL PASO CO. TORNILLO WID - ADDITIONAL GROUNDWATER WELL AND TRANSMISSION LINE | 2020 | EL PASO COUNTY TORNILLO WID | 1726000 | GROUNDWATER WELLS AND OTHER
E | EL PASO CO. TORNILLO WID - ARSENIC TREATMENT FACILITY | 2020 | EL PASO COUNTY TORNILLO WID | 3114000 | GROUNDWATER WELLS AND OTHER
F | WATER AUDITS AND LEAK - EL DORADO | 2020 | ELDORADO | 1471200 | GROUNDWATER WELLS AND OTHER
K | EXPANSION OF CARRIZO-WILCOX AQUIFER SUPPLIES - ELGIN | 2020 | ELGIN | 2150000 | GROUNDWATER WELLS AND OTHER
K | NEW SURFACE WATER INFRASTRUCTURE - ELGIN | 2030 | ELGIN | 61623000 | GROUNDWATER WELLS AND OTHER
M | ELSA ACQUISITION OF WR FROM IDS | 2060 | ELSA | 170000 | GROUNDWATER WELLS AND OTHER
M | ELSA ADVANCED MUNICIPAL CONSERVATION | 2050 | ELSA | 0 | GROUNDWATER WELLS AND OTHER
M | ENGLEMAN ID CONSERVATION | 2020 | ENGLEMAN IRRIGATION DISTRICT | 4500000 | GROUNDWATER WELLS AND OTHER
C | CONSERVATION, IRRIGATION RESTRICTION - ENNIS | 2020 | ENNIS | 7334 | GROUNDWATER WELLS AND OTHER
C | CONSERVATION, WATER LOSS CONTROL - ENNIS | 2020 | ENNIS | 105170 | GROUNDWATER WELLS AND OTHER
C | CONSERVATION, WATER WASTE PROHIBITION - ENNIS | 2020 | ENNIS | 7334 | GROUNDWATER WELLS AND OTHER
C | ENNIS - WATER TREATMENT PLANT EXPANSION 1 Q-13 | 2040 | ENNIS | 17433000 | GROUNDWATER WELLS AND OTHER
C | ENNIS - WATER TREATMENT PLANT EXPANSION 2 Q-13 | 2060 | ENNIS | 21697000 | GROUNDWATER WELLS AND OTHER
C | ENNIS - WATER TREATMENT PLANT EXPANSION 3 Q-13 | 2070 | ENNIS | 36138000 | GROUNDWATER WELLS AND OTHER
C | ENNIS INDIRECT REUSE Q-108 | 2040 | ENNIS | 39456900 | GROUNDWATER WELLS AND OTHER
C | CONSERVATION, WATER LOSS CONTROL - EULESS | 2020 | EULESS | 1284690 | OTHER SURFACE WATER
C | CONSERVATION, WATER WASTE PROHIBITION - EULESS | 2020 | EULESS | 14668 | OTHER SURFACE WATER
C | CONSERVATION, WATER LOSS CONTROL - EUSTACE | 2020 | EUSTACE | 5043 | OTHER SURFACE WATER
C | EUSTACE - NEW WELL IN CARRIZO-WILCOX Q-146 | 2020 | EUSTACE | 912400 | OTHER SURFACE WATER
C | CONSERVATION, WATER LOSS CONTROL - EVERMAN | 2020 | EVERMAN | 62329 | GROUNDWATER WELLS AND OTHER
H | MUNICIPAL CONSERVATION, FAIRCHILDS | 2020 | FAIRCHILDS | 32870 | OTHER SURFACE WATER
H | WATER LOSS REDUCTION, FAIRCHILDS | 2020 | FAIRCHILDS | 105520 | OTHER SURFACE WATER
C | CONSERVATION, WATER LOSS CONTROL - FAIRFIELD | 2020 | FAIRFIELD | 56204 | OTHER SURFACE WATER
C | FAIRFIELD - CONNECT TO AND PURCHASE WATER FROM TRWD (RICHLAND-CHAMBERS) Q-132 | 2050 | FAIRFIELD | 7283000 | OTHER SURFACE WATER
C | CONSERVATION, WATER LOSS CONTROL - FAIRVIEW | 2020 | FAIRVIEW | 221824 | OTHER SURFACE WATER
C | CONSERVATION, IRRIGATION RESTRICTION - FARMERS BRANCH | 2020 | FARMERS BRANCH | 8395 | OTHER SURFACE WATER
C | CONSERVATION, WATER LOSS CONTROL - FARMERS BRANCH | 2020 | FARMERS BRANCH | 298626 | OTHER SURFACE WATER
C | CONSERVATION, WATER WASTE PROHIBITION - FARMERS BRANCH | 2020 | FARMERS BRANCH | 8395 | OTHER SURFACE WATER
C | CONSERVATION, WATER LOSS CONTROL - FARMERSVILLE | 2020 | FARMERSVILLE | 25355 | OTHER SURFACE WATER
O | PARMER COUNTY - FARWELL DIRECT POTABLE REUSE | 2020 | FARWELL | 5196000 | OTHER SURFACE WATER
O | PARMER COUNTY - FARWELL LOCAL GROUNDWATER DEVELOPMENT | 2050 | FARWELL | 815000 | OTHER SURFACE WATER
C | CONSERVATION, WATER LOSS CONTROL - FATE | 2020 | FATE | 116210 | OTHER SURFACE WATER
C | FATE - INCREASE DELIVERY INFRASTRUCTURE TO PURCHASE ADDITIONAL WATER FROM NTMWD Q-182 | 2060 | FATE | 15075000 | OTHER SURFACE WATER
G | MUNICIPAL WATER CONSERVATION (SUBURBAN) - FERN BLUFF MUD | 2020 | FERN BLUFF MUD | 1026000 | OTHER SURFACE WATER
C | CONSERVATION, WATER LOSS CONTROL - FERRIS | 2020 | FERRIS | 42703 | OTHER SURFACE WATER
C | FERRIS - INCREASE DELIVERY INFRASTRUCTURE TO PURCHASE ADDITIONAL WATER FROM ROCKETT SUD Q-109 | 2060 | FERRIS | 2578000 | OTHER SURFACE WATER
C | CONSERVATION, WATER LOSS CONTROL - FILES VALLEY WSC | 2020 | FILES VALLEY WSC | 2010 | OTHER SURFACE WATER
K | DIRECT REUSE - FLATONIA | 2020 | FLATONIA | 1226000 | OTHER SURFACE WATER
K | EXPANSION OF GULF COAST AQUIFER SUPPLIES - FLATONIA | 2020 | FLATONIA | 2241000 | OTHER SURFACE WATER
K | MUNICIPAL CONSERVATION - FLATONIA | 2020 | FLATONIA | 37553 | OTHER SURFACE WATER
C | CONSERVATION, WATER LOSS CONTROL - FLO COMMUNITY WSC | 2020 | FLO COMMUNITY WSC | 539 | OTHER SURFACE WATER
H | MUNICIPAL CONSERVATION, FLO COMMUNITY WSC | 2020 | FLO COMMUNITY WSC | 39400 | OTHER SURFACE WATER
G | EDWARDS AQUIFER DEVELOPMENT-FLORENCE | 2060 | FLORENCE | 218000 | OTHER SURFACE WATER
G | TRINITY AQUIFER DEVELOPMENT (BELL CO.)- FLORENCE | 2020 | FLORENCE | 3778000 | OTHER SURFACE WATER
L | LOCAL CARRIZO AQUIFER - FLORESVILLE | 2020 | FLORESVILLE | 4268000 | OTHER SURFACE WATER
C | CONSERVATION, WATER LOSS CONTROL - FLOWER MOUND | 2020 | FLOWER MOUND | 1062719 | OTHER SURFACE WATER
C | CONSERVATION, WATER LOSS CONTROL - FOREST HILL | 2020 | FOREST HILL | 159491 | OTHER SURFACE WATER
C | CONSERVATION, WATER LOSS CONTROL - FORNEY | 2020 | FORNEY | 308348 | CONJUNCTIVE USE; OTHER SURFACE WATER
C | FORNEY - INCREASE PUMP STATION CAPACITY Q-154 | 2050 | FORNEY | 11162800 | OTHER SURFACE WATER
C | CONSERVATION, WATER LOSS CONTROL - FORNEY LAKE WSC | 2020 | FORNEY LAKE WSC | 44705 | OTHER SURFACE WATER
H | MUNICIPAL CONSERVATION, FORT BEND COUNTY MUD #116 | 2020 | FORT BEND COUNTY MUD #116 | 186080 | OTHER SURFACE WATER
H | WUG INFRASTRUCTURE EXPANSION - FORT BEND COUNTY MUD #116 | 2030 | FORT BEND COUNTY MUD #116 | 2162299 | OTHER SURFACE WATER
H | MUNICIPAL CONSERVATION, FORT BEND COUNTY MUD #121 | 2020 | FORT BEND COUNTY MUD #121 | 126830 | MUNICIPAL CONSERVATION
H | WUG INFRASTRUCTURE EXPANSION - FORT BEND COUNTY MUD 121 | 2050 | FORT BEND COUNTY MUD #121 | 1742658 | MUNICIPAL CONSERVATION
H | MUNICIPAL CONSERVATION, FORT BEND COUNTY MUD #129 | 2020 | FORT BEND COUNTY MUD #129 | 289840 | MUNICIPAL CONSERVATION
H | WATER LOSS REDUCTION, FORT BEND COUNTY MUD #129 | 2020 | FORT BEND COUNTY MUD #129 | 1022160 | GROUNDWATER WELLS AND OTHER
H | WUG INFRASTRUCTURE EXPANSION - FORT BEND COUNTY MUD #129 - PHASE 1 | 2030 | FORT BEND COUNTY MUD #129 | 1985675 | GROUNDWATER WELLS AND OTHER
H | WUG INFRASTRUCTURE EXPANSION - FORT BEND COUNTY MUD #129 - PHASE 2 | 2050 | FORT BEND COUNTY MUD #129 | 1951873 | MUNICIPAL CONSERVATION
H | MUNICIPAL CONSERVATION, FORT BEND COUNTY MUD #23 | 2020 | FORT BEND COUNTY MUD #23 | 338530 | MUNICIPAL CONSERVATION
H | WUG INFRASTRUCTURE EXPANSION (GROUNDWATER) - FORT BEND COUNTY MUD #23 | 2030 | FORT BEND COUNTY MUD #23 | 2165802 | GROUNDWATER WELLS AND OTHER
H | FORT BEND MUD 25 GRP | 2030 | FORT BEND COUNTY MUD #25 | 2148043 | GROUNDWATER DESALINATION
H | MUNICIPAL CONSERVATION, FORT BEND COUNTY MUD #25 | 2020 | FORT BEND COUNTY MUD #25 | 290990 | GROUNDWATER DESALINATION
H | NEW / EXPANDED CONTRACT WITH SUGAR LAND - FORT BEND MUD 25 | 2030 | FORT BEND COUNTY MUD #25; SUGAR LAND | 0 | GROUNDWATER WELLS AND OTHER
H | FORT BEND WCID 2 GRP INFRASTRUCTURE | 2020 | FORT BEND COUNTY WCID #2 | 36668844 | GROUNDWATER WELLS AND OTHER
J | FORT CLARK SPRINGS MUD - INCREASE STORAGE FACILITY | 2020 | FORT CLARK SPRINGS MUD | 1033000 | IRRIGATION CONSERVATION
E | FORT DAVIS WSC - ADDITIONAL GROUNDWATER WELL | 2020 | FORT DAVIS | 507000 | GROUNDWATER WELLS AND OTHER
E | FORT DAVIS WSC - ADDITIONAL TRANSMISSION LINE | 2020 | FORT DAVIS | 1068000 | DIRECT POTABLE REUSE
G | MUNICIPAL WATER CONSERVATION (SUBURBAN) - FORT HOOD | 2020 | FORT HOOD | 8390000 | DIRECT POTABLE REUSE
C | CONSERVATION, WATER LOSS CONTROL - FORT WORTH | 2020 | FORT WORTH | 162000000 | GROUNDWATER DESALINATION; OTHER SURFACE WATER
C | FORT WORTH - 50 MGD EXPANSION 1 Q-13 | 2050 | FORT WORTH | 93960000 | GROUNDWATER WELLS AND OTHER
C | FORT WORTH - 50 MGD EXPANSION 2 Q-13 | 2050 | FORT WORTH | 93960000 | OTHER SURFACE WATER
C | FORT WORTH - 50 MGD EXPANSION 3 Q-13 | 2060 | FORT WORTH | 93960000 | GROUNDWATER DESALINATION
C | FORT WORTH - 50 MGD EXPANSION 4 Q-13 | 2070 | FORT WORTH | 93960000 | GROUNDWATER WELLS AND OTHER
C | FORT WORTH - 50 MGD EXPANSION 5 Q-13 | 2070 | FORT WORTH | 93960000 | GROUNDWATER WELLS AND OTHER
C | FORT WORTH - EAGLE MOUNTAIN 30 MGD EXPANSION Q-13 | 2040 | FORT WORTH | 59977000 | GROUNDWATER WELLS AND OTHER
C | FORT WORTH - EAGLE MOUNTAIN 35 MGD EXPANSION Q-13 | 2030 | FORT WORTH | 68472000 | GROUNDWATER WELLS AND OTHER
C | FORT WORTH - MUNICIPAL CONSERVATION - ADVANCED METER INFRASTRUCTURE PROGRAM Q-209 | 2020 | FORT WORTH | 76000000 | CONJUNCTIVE USE
C | FORT WORTH - ROLLING HILLS 50 MGD EXPANSION Q-13 | 2030 | FORT WORTH | 93960000 | NEW MAJOR RESERVOIR
C | FORT WORTH - WEST PLANT 23 MGD EXPANSION Q-13 | 2030 | FORT WORTH | 48082000 | INDIRECT REUSE
C | FORT WORTH - WEST PLANT 35 MGD EXPANSION Q-13 | 2040 | FORT WORTH | 68472000 | GROUNDWATER WELLS AND OTHER
C | FORT WORTH DIRECT REUSE - ALLIANCE CORRIDOR Q-68 | 2020 | FORT WORTH | 16083000 | GROUNDWATER WELLS AND OTHER
C | FORT WORTH FUTURE DIRECT REUSE Q-67 | 2020 | FORT WORTH | 129976000 | GROUNDWATER DESALINATION
C | TROPHY CLUB, WESTLAKE, FORT WORTH - PHASE I: JOINT 36" WATER DELIVERY LINE Q-197 | 2020 | FORT WORTH; WESTLAKE; TROPHY CLUB | 10467000 | GROUNDWATER WELLS AND OTHER
H | MUNICIPAL CONSERVATION, FOUNTAINVIEW SUBDIVISION | 2020 | FOUNTAINVIEW SUBDIVISION | 69450 | GROUNDWATER DESALINATION
H | WATER LOSS REDUCTION, FOUNTAINVIEW SUBDIVISION | 2020 | FOUNTAINVIEW SUBDIVISION | 122180 | MUNICIPAL CONSERVATION
H | NEW / EXPANDED CONTRACT WITH COH - FOUNTAINVIEW SUBDIVISION | 2020 | FOUNTAINVIEW SUBDIVISION; HOUSTON | 0 | GROUNDWATER WELLS AND OTHER
K | MUNICIPAL CONSERVATION - FREDERICKSBURG | 2020 | FREDERICKSBURG | 291489 | MUNICIPAL CONSERVATION
H | MUNICIPAL CONSERVATION, FREEPORT | 2020 | FREEPORT | 737550 | GROUNDWATER DESALINATION
H | WATER LOSS REDUCTION, FREEPORT | 2020 | FREEPORT | 1688510 | GROUNDWATER DESALINATION
H | WUG INFRASTRUCTURE EXPANSION - FREEPORT | 2020 | FREEPORT | 2271959 | GROUNDWATER WELLS AND OTHER
H | MUNICIPAL CONSERVATION, FRIENDSWOOD | 2020 | FRIENDSWOOD | 1949420 | GROUNDWATER WELLS AND OTHER
O | PARMER COUNTY - FRIONA LOCAL GROUNDWATER DEVELOPMENT | 2050 | FRIONA | 555000 | GROUNDWATER DESALINATION
C | CONSERVATION, WATER LOSS CONTROL - FRISCO | 2020 | FRISCO | 1829608 | OTHER SURFACE WATER
C | FRISCO - DEVELOP DIRECT REUSE Q-74 | 2020 | FRISCO | 34882048 | AQUIFER STORAGE AND RECOVERY
A | MUNICIPAL CONSERVATION - FRITCH | 2020 | FRITCH | 1367000 | GROUNDWATER WELLS AND OTHER
C | CONSERVATION, WATER LOSS CONTROL - FROST | 2020 | FROST | 4559 | GROUNDWATER WELLS AND OTHER
H | MUNICIPAL CONSERVATION, FULSHEAR | 2020 | FULSHEAR | 403440 | MUNICIPAL CONSERVATION
H | WUG INFRASTRUCTURE EXPANSION - FULSHEAR | 2030 | FULSHEAR | 2184231 | GROUNDWATER WELLS AND OTHER
H | MUNICIPAL CONSERVATION, G & W WSC | 2020 | G AND W WSC | 56620 | GROUNDWATER WELLS AND OTHER
I | GM-WSC-ELEVATED TANK | 2020 | G M WSC | 745500 | GROUNDWATER WELLS AND OTHER
I | GM-WSC-SURFACE WATER PLANT IMPROVEMENTS | 2020 | G M WSC | 2483000 | AQUIFER STORAGE AND RECOVERY
I | GM-WSC-WATER SYSTEM EXPANSION | 2020 | G M WSC | 1990490 | OTHER STRATEGIES
I | GM-WSC-WATERLINE IMPROVEMENTS | 2020 | G M WSC | 2680400 | GROUNDWATER DESALINATION
C | CONSERVATION, WATER LOSS CONTROL - GAINESVILLE | 2020 | GAINESVILLE | 225921 | GROUNDWATER DESALINATION
C | GAINESVILLE - DIRECT REUSE Q-81 | 2020 | GAINESVILLE | 1669000 | GROUNDWATER WELLS AND OTHER
C | GAINESVILLE - INFRASTRUCTURE TO DELIVER TO CUSTOMERS Q-82 | 2030 | GAINESVILLE | 26296000 | GROUNDWATER WELLS AND OTHER
C | GAINESVILLE - WATER TREATMENT PLANT EXPANSION 1 Q-13 | 2060 | GAINESVILLE | 9970000 | GROUNDWATER WELLS AND OTHER
C | GAINESVILLE - WATER TREATMENT PLANT EXPANSION 2 Q-13 | 2070 | GAINESVILLE | 17431000 | GROUNDWATER WELLS AND OTHER
H | MUNICIPAL CONSERVATION, GALENA PARK | 2020 | GALENA PARK | 346820 | GROUNDWATER WELLS AND OTHER
H | WATER LOSS REDUCTION, GALENA PARK | 2020 | GALENA PARK | 899780 | GROUNDWATER WELLS AND OTHER
H | MUNICIPAL CONSERVATION, GALVESTON | 2020 | GALVESTON | 2312290 | GROUNDWATER WELLS AND OTHER
H | WATER LOSS REDUCTION, GALVESTON | 2020 | GALVESTON | 18538930 | GROUNDWATER WELLS AND OTHER
L | LOCAL TRINITY AQUIFER - GARDEN RIDGE | 2020 | GARDEN RIDGE | 12186000 | GROUNDWATER WELLS AND OTHER
C | CONSERVATION, WATER LOSS CONTROL - GARLAND | 2020 | GARLAND | 2352502 | GROUNDWATER WELLS AND OTHER
C | CONSERVATION, WATER LOSS CONTROL - GARRETT | 2020 | GARRETT | 9298 | GROUNDWATER WELLS AND OTHER
C | CONSERVATION, WATER LOSS CONTROL - GASTONIA-SCURRY SUD | 2020 | GASTONIA-SCURRY SUD | 12199 | GROUNDWATER WELLS AND OTHER
C | GASTONIA-SCURRY SUD - CONNECT TO SEAGOVILLE (DWU) Q-155 | 2020 | GASTONIA-SCURRY SUD | 4577500 | GROUNDWATER WELLS AND OTHER
G | MUNICIPAL WATER CONSERVATION (SUBURBAN) - GATESVILLE | 2020 | GATESVILLE | 9680000 | GROUNDWATER WELLS AND OTHER
G | ADDITIONAL ADVANCED CONSERVATION - GEORGETOWN | 2060 | GEORGETOWN | 17315000 | GROUNDWATER WELLS AND OTHER
G | EXPAND WTP (21 MGD)- GEORGETOWN | 2030 | GEORGETOWN | 44534000 | GROUNDWATER WELLS AND OTHER
G | MUNICIPAL WATER CONSERVATION (SUBURBAN) - GEORGETOWN | 2020 | GEORGETOWN | 44986000 | GROUNDWATER WELLS AND OTHER
G | MUNICIPAL WATER CONSERVATION (RURAL) - GIDDINGS | 2020 | GIDDINGS | 967000 | GROUNDWATER WELLS AND OTHER
D | DRILL NEW WELLS (GILMER, QUEEN, CYPRESS) | 2030 | GILMER | 1051000 | GROUNDWATER WELLS AND OTHER
G | MUNICIPAL WATER CONSERVATION (URBAN) - GLEN ROSE | 2020 | GLEN ROSE | 706000 | GROUNDWATER WELLS AND OTHER
C | CONSERVATION, WATER LOSS CONTROL - GLENN HEIGHTS | 2020 | GLENN HEIGHTS | 72376 | GROUNDWATER WELLS AND OTHER
C | GLENN HEIGHTS - INCREASE DELIVERY INFRASTRUCTURE TO PURCHASE ADDITIONAL WATER FROM DWU Q-86 | 2060 | GLENN HEIGHTS | 2374000 | GROUNDWATER WELLS AND OTHER
G | WOODBINE AQUIFER DEVELOPMENT-GODLEY | 2060 | GODLEY | 375000 | GROUNDWATER WELLS AND OTHER
K | MUNICIPAL CONSERVATION - GOLDTHWAITE | 2020 | GOLDTHWAITE | 41809 | GROUNDWATER WELLS AND OTHER
L | LOCAL CARRIZO AQUIFER - GONZALES | 2050 | GONZALES | 2002000 | GROUNDWATER WELLS AND OTHER
L | LOCAL CARRIZO AQUIFER - GONZALES COUNTY WSC | 2050 | GONZALES COUNTY WSC | 1057000 | GROUNDWATER WELLS AND OTHER
G | MUNICIPAL WATER CONSERVATION (URBAN) - GRAHAM | 2020 | GRAHAM | 4996000 | DIRECT POTABLE REUSE
C | CONSERVATION, WATER LOSS CONTROL - GRAND PRAIRIE | 2020 | GRAND PRAIRIE | 2060148 | OTHER DIRECT REUSE
C | GRAND PRAIRIE - CONNECT TO AND PURCHASE WATER FROM ARLINGTON Q-87 | 2020 | GRAND PRAIRIE | 4950500 | OTHER DIRECT REUSE
C | GRAND PRAIRIE - INCREASE DELIVERY INFRASTRUCTURE TO PURCHASE ADDITIONAL WATER FROM DWU Q-88 | 2020 | GRAND PRAIRIE | 34306000 | OTHER DIRECT REUSE
C | CONSERVATION, WATER LOSS CONTROL - GRAPEVINE | 2020 | GRAPEVINE | 3237778 | OTHER DIRECT REUSE
C | GTUA - COLLIN-GRAYSON MUNICIPAL ALLIANCE EAST-WEST WATER LINE Q-65 | 2050 | GREATER TEXOMA UTILITY AUTHORITY | 3672000 | OTHER DIRECT REUSE
C | GTUA - COLLIN-GRAYSON MUNICIPAL ALLIANCE WATER TRANSMISSION SYSTEM - PHASE 2 Q-66 | 2060 | GREATER TEXOMA UTILITY AUTHORITY | 59492000 | OTHER DIRECT REUSE
C | GTUA - GRAYSON COUNTY WATER SUPPLY PROJECT Q-64 | 2020 | GREATER TEXOMA UTILITY AUTHORITY | 92840000 | OTHER DIRECT REUSE
C | GTUA - REUSE FOR GRAYSON COUNTY STEAM ELECTRIC POWER Q-63 | 2030 | GREATER TEXOMA UTILITY AUTHORITY | 24356000 | OTHER DIRECT REUSE
H | MUNICIPAL CONSERVATION, GREATWOOD | 2020 | GREATWOOD | 347120 | OTHER DIRECT REUSE
H | WUG INFRASTRUCTURE EXPANSION (GROUNDWATER) - GREATWOOD | 2030 | GREATWOOD | 2111753 | DIRECT POTABLE REUSE
H | MUNICIPAL CONSERVATION, GREEN TRAILS MUD | 2020 | GREEN TRAILS MUD | 237550 | OTHER SURFACE WATER
H | WUG INFRASTRUCTURE EXPANSION (GROUNDWATER) - GREEN TRAILS MUD | 2030 | GREEN TRAILS MUD | 1791874 | GROUNDWATER WELLS AND OTHER
A | DEVELOP OGALLALA AQUIFER IN DONLEY COUNTY - GREENBELT MIWA | 2020 | GREENBELT MUNICIPAL AND INDUSTRIAL WATER AUTHORITY | 12617000 | IRRIGATION CONSERVATION
D | CHAPMAN RAW WATER PIPELINE AND NEW WTP (GREENVILLE, SULPHUR) | 2050 | GREENVILLE | 193438000 | IRRIGATION CONSERVATION
D | TOLEDO BEND TIE-IN PIPELINE (GREENVILLE, SABINE) | 2070 | GREENVILLE | 42470000 | IRRIGATION CONSERVATION
D | WTP EXPANSION (GREENVILLE, SABINE) | 2020 | GREENVILLE | 36074000 | IRRIGATION CONSERVATION
H | MUNICIPAL CONSERVATION, GREENWOOD UD | 2020 | GREENWOOD UD | 170500 | IRRIGATION CONSERVATION
G | GROESBECK OCR- GROESBECK | 2020 | GROESBECK | 11909000 | IRRIGATION CONSERVATION
G | MUNICIPAL WATER CONSERVATION (RURAL) - GROESBECK | 2020 | GROESBECK | 8000 | IRRIGATION CONSERVATION
H | GROVETON WELL DEVELOPMENT | 2020 | GROVETON | 2195000 | IRRIGATION CONSERVATION
H | WATER LOSS REDUCTION, GROVETON | 2020 | GROVETON | 166690 | IRRIGATION CONSERVATION
A | DEVELOP OGALLALA AQUIFER SUPPLIES - GRUVER | 2040 | GRUVER | 1385600 | IRRIGATION CONSERVATION
A | MUNICIPAL CONSERVATION - GRUVER | 2020 | GRUVER | 964600 | IRRIGATION CONSERVATION
L | GBRA LOWER BASIN STORAGE | 2020 | GUADALUPE BLANCO RIVER AUTHORITY | 90543000 | IRRIGATION CONSERVATION
L | GBRA NEW APPROPRIATION (LOWER BASIN) | 2050 | GUADALUPE BLANCO RIVER AUTHORITY | 298355000 | IRRIGATION CONSERVATION
L | INTEGRATED WATER-POWER PROJECT | 2020 | GUADALUPE BLANCO RIVER AUTHORITY | 1600885000 | IRRIGATION CONSERVATION
L | MID-BASIN WATER SUPPLY PROJECT | 2020 | GUADALUPE BLANCO RIVER AUTHORITY | 736381000 | IRRIGATION CONSERVATION
L | VICTORIA COUNTY STEAM-ELECTRIC PROJECT | 2050 | GUADALUPE BLANCO RIVER AUTHORITY | 359338000 | IRRIGATION CONSERVATION
L | WESTERN CANYON WTP EXPANSION | 2020 | GUADALUPE BLANCO RIVER AUTHORITY | 13528000 | IRRIGATION CONSERVATION
H | NEW / EXPANDED CONTRACT WITH GCWA - ARCOLA | 2020 | GULF COAST WATER AUTHORITY; ARCOLA | 0 | IRRIGATION CONSERVATION
H | NEW / EXPANDED CONTRACT WITH GCWA - CLEAR LAKE SHORES | 2020 | GULF COAST WATER AUTHORITY; CLEAR LAKE SHORES | 0 | IRRIGATION CONSERVATION
H | NEW / EXPANDED CONTRACT WITH GCWA - COUNTY-OTHER, BRAZORIA COUNTY (SJB) | 2020 | GULF COAST WATER AUTHORITY; COUNTY-OTHER (BRAZORIA) | 0 | IRRIGATION CONSERVATION
H | NEW / EXPANDED CONTRACT WITH GCWA - COUNTY-OTHER, FORT BEND COUNTY (B) | 2030 | GULF COAST WATER AUTHORITY; COUNTY-OTHER (FORT BEND) | 0 | IRRIGATION CONSERVATION
H | NEW / EXPANDED CONTRACT WITH GCWA - COUNTY-OTHER, FORT BEND COUNTY (SJ) | 2020 | GULF COAST WATER AUTHORITY; COUNTY-OTHER (FORT BEND) | 0 | IRRIGATION CONSERVATION
H | NEW / EXPANDED CONTRACT WITH GCWA - COUNTY-OTHER, FORT BEND COUNTY (SJB) | 2050 | GULF COAST WATER AUTHORITY; COUNTY-OTHER (FORT BEND) | 0 | IRRIGATION CONSERVATION
H | NEW / EXPANDED CONTRACT WITH GCWA - COUNTY-OTHER, GALVESTON COUNTY (SJB) | 2020 | GULF COAST WATER AUTHORITY; COUNTY-OTHER (GALVESTON) | 0 | IRRIGATION CONSERVATION
H | GCWA REUSE FROM COH | 2020 | GULF COAST WATER AUTHORITY; HOUSTON | 56379232 | IRRIGATION CONSERVATION
H | NEW / EXPANDED CONTRACT WITH GCWA - KEMAH | 2020 | GULF COAST WATER AUTHORITY; KEMAH | 0 | IRRIGATION CONSERVATION
H | NEW / EXPANDED CONTRACT WITH GCWA - LA MARQUE | 2020 | GULF COAST WATER AUTHORITY; LA MARQUE | 0 | IRRIGATION CONSERVATION
H | NEW / EXPANDED CONTRACT WITH GCWA - MANUFACTURING, FORT BEND COUNTY (B) | 2030 | GULF COAST WATER AUTHORITY; MANUFACTURING (FORT BEND) | 0 | IRRIGATION CONSERVATION
H | NEW / EXPANDED CONTRACT WITH GCWA - MANUFACTURING, FORT BEND COUNTY (SJ) | 2020 | GULF COAST WATER AUTHORITY; MANUFACTURING (FORT BEND) | 0 | IRRIGATION CONSERVATION
H | NEW / EXPANDED CONTRACT WITH GCWA - MANUFACTURING, FORT BEND COUNTY (SJB) | 2030 | GULF COAST WATER AUTHORITY; MANUFACTURING (FORT BEND) | 0 | IRRIGATION CONSERVATION
H | NEW / EXPANDED CONTRACT WITH GCWA - MANVEL | 2030 | GULF COAST WATER AUTHORITY; MANVEL | 0 | OTHER CONSERVATION
H | NEW / EXPANDED CONTRACT WITH GCWA - MINING, BRAZORIA COUNTY (SJB) | 2020 | GULF COAST WATER AUTHORITY; MINING (BRAZORIA) | 0 | OTHER CONSERVATION
H | NEW / EXPANDED CONTRACT WITH GCWA - MINING, GALVESTON COUNTY (SJB) | 2020 | GULF COAST WATER AUTHORITY; MINING (GALVESTON) | 0 | OTHER CONSERVATION
H | NEW / EXPANDED CONTRACT WITH GCWA - MISSOURI CITY | 2050 | GULF COAST WATER AUTHORITY; MISSOURI CITY | 0 | OTHER CONSERVATION
H | NEW / EXPANDED CONTRACT WITH GCWA - SANTA FE | 2020 | GULF COAST WATER AUTHORITY; SANTA FE | 0 | OTHER CONSERVATION
H | NEW / EXPANDED CONTRACT WITH GCWA - SIENNA PLANTATION | 2070 | GULF COAST WATER AUTHORITY; SIENNA PLANTATION | 0 | OTHER CONSERVATION
C | CONSERVATION, WATER LOSS CONTROL - GUN BARREL CITY | 2020 | GUN BARREL CITY | 28375 | OTHER CONSERVATION
C | CONSERVATION, WATER LOSS CONTROL - GUNTER | 2020 | GUNTER | 20228 | OTHER CONSERVATION
C | GUNTER - NEW WELL IN TRINITY AQUIFER (2020) Q-139 | 2020 | GUNTER | 1040300 | OTHER CONSERVATION
C | GUNTER - NEW WELL IN TRINITY AQUIFER (2030) Q-140 | 2030 | GUNTER | 1040300 | OTHER CONSERVATION
C | CONSERVATION, WATER LOSS CONTROL - HACKBERRY | 2020 | HACKBERRY | 10906 | OTHER CONSERVATION
C | HACKBERRY - INCREASE DELIVERY INFRASTRUCTURE TO PURCHASE ADDITIONAL WATER FROM NTMWD Q-103 | 2050 | HACKBERRY | 1731000 | OTHER CONSERVATION
P | MUNICIPAL CONSERVATION - HALLETTSVILLE | 2020 | HALLETTSVILLE | 62313 | OTHER CONSERVATION
C | CONSERVATION, WATER LOSS CONTROL - HALTOM CITY | 2020 | HALTOM CITY | 659284 | OTHER CONSERVATION
G | MUNICIPAL WATER CONSERVATION (RURAL) - HAMILTON | 2020 | HAMILTON | 127000 | OTHER CONSERVATION
G | MUNICIPAL WATER CONSERVATION (SUBURBAN) - HAMLIN | 2020 | HAMLIN | 228000 | OTHER CONSERVATION
H | WATER LOSS REDUCTION, HARDIN | 2020 | HARDIN | 972410 | OTHER CONSERVATION
H | WATER LOSS REDUCTION, HARDIN WSC | 2020 | HARDIN WSC | 416630 | OTHER CONSERVATION
G | INTERCONNECT FROM KILLEEN TO HARKER HEIGHTS | 2070 | HARKER HEIGHTS | 2580000 | OTHER CONSERVATION
G | MUNICIPAL WATER CONSERVATION (SUBURBAN) - HARKER HEIGHTS | 2020 | HARKER HEIGHTS | 7152000 | OTHER CONSERVATION
M | HARLINGEN ADVANCED MUNICIPAL CONSERVATION | 2020 | HARLINGEN | 0 | OTHER CONSERVATION
M | HARLINGEN WWTP 2 POTABLE REUSE | 2040 | HARLINGEN | 19164000 | OTHER CONSERVATION
M | HARLINGEN ID CONSERVATION | 2020 | HARLINGEN IRRIGATION DISTRICT-CAMERON COUNTY #1 | 3262278 | OTHER CONSERVATION
H | MUNICIPAL CONSERVATION, HARRIS COUNTY MUD #106 | 2020 | HARRIS COUNTY MUD #106 | 593450 | OTHER CONSERVATION
H | WATER LOSS REDUCTION, HARRIS COUNTY MUD #106 | 2020 | HARRIS COUNTY MUD #106 | 988610 | OTHER CONSERVATION
H | WUG INFRASTRUCTURE EXPANSION - HARRIS COUNTY MUD #106 | 2030 | HARRIS COUNTY MUD #106 | 2256405 | OTHER CONSERVATION
H | MUNICIPAL CONSERVATION, HARRIS COUNTY MUD #11 | 2020 | HARRIS COUNTY MUD #11 | 151780 | OTHER CONSERVATION
H | WATER LOSS REDUCTION, HARRIS COUNTY MUD #11 | 2020 | HARRIS COUNTY MUD #11 | 138820 | OTHER CONSERVATION
H | WUG INFRASTRUCTURE EXPANSION (GROUNDWATER) - HARRIS COUNTY MUD #11 | 2030 | HARRIS COUNTY MUD #11 | 1446124 | OTHER CONSERVATION
H | MUNICIPAL CONSERVATION, HARRIS COUNTY MUD #119 | 2020 | HARRIS COUNTY MUD #119 | 215790 | OTHER CONSERVATION
H | WUG INFRASTRUCTURE EXPANSION (GROUNDWATER) - HARRIS COUNTY MUD #119 | 2030 | HARRIS COUNTY MUD #119 | 1642520 | OTHER CONSERVATION
H | MUNICIPAL CONSERVATION, HARRIS COUNTY MUD #132 | 2020 | HARRIS COUNTY MUD #132 | 379990 | OTHER CONSERVATION
H | WUG INFRASTRUCTURE EXPANSION - HARRIS COUNTY MUD #132 | 2030 | HARRIS COUNTY MUD #132 | 2200481 | GROUNDWATER WELLS AND OTHER
H | MUNICIPAL CONSERVATION, HARRIS COUNTY MUD #148 - KINGSLAKE | 2020 | HARRIS COUNTY MUD #148 - KINGSLAKE | 115870 | OTHER SURFACE WATER
H | MUNICIPAL CONSERVATION, HARRIS COUNTY MUD #151 | 2020 | HARRIS COUNTY MUD #151 | 433720 | OTHER SURFACE WATER
H | WUG INFRASTRUCTURE EXPANSION - HARRIS COUNTY MUD #151 | 2030 | HARRIS COUNTY MUD #151 | 2227101 | OTHER CONSERVATION
H | MUNICIPAL CONSERVATION, HARRIS COUNTY MUD #152 | 2020 | HARRIS COUNTY MUD #152 | 497130 | OTHER CONSERVATION
H | WUG INFRASTRUCTURE EXPANSION - HARRIS COUNTY MUD #152 | 2030 | HARRIS COUNTY MUD #152 | 2238628 | OTHER CONSERVATION
H | MUNICIPAL CONSERVATION, HARRIS COUNTY MUD #153 | 2020 | HARRIS COUNTY MUD #153 | 514510 | OTHER SURFACE WATER
H | WUG INFRASTRUCTURE EXPANSION (GROUNDWATER) - HARRIS COUNTY MUD #153 | 2030 | HARRIS COUNTY MUD #153 | 2258026 | GROUNDWATER WELLS AND OTHER
H | MUNICIPAL CONSERVATION, HARRIS COUNTY MUD #154 | 2020 | HARRIS COUNTY MUD #154 | 326900 | AQUIFER STORAGE AND RECOVERY; GROUNDWATER WELLS AND OTHER; OTHER STRATEGIES
H | WATER LOSS REDUCTION, HARRIS COUNTY MUD #154 | 2020 | HARRIS COUNTY MUD #154 | 99960 | GROUNDWATER WELLS AND OTHER
H | WUG INFRASTRUCTURE EXPANSION (GROUNDWATER) - HARRIS COUNTY MUD #154 | 2030 | HARRIS COUNTY MUD #154 | 2009915 | GROUNDWATER WELLS AND OTHER
H | MUNICIPAL CONSERVATION, HARRIS COUNTY MUD #158 | 2020 | HARRIS COUNTY MUD #158 | 216430 | GROUNDWATER WELLS AND OTHER
H | MUNICIPAL CONSERVATION, HARRIS COUNTY MUD #180 | 2020 | HARRIS COUNTY MUD #180 | 233240 | GROUNDWATER WELLS AND OTHER
H | WATER LOSS REDUCTION, HARRIS COUNTY MUD #180 | 2020 | HARRIS COUNTY MUD #180 | 260990 | OTHER SURFACE WATER
H | WUG INFRASTRUCTURE EXPANSION (GROUNDWATER) - HARRIS COUNTY MUD #180 | 2030 | HARRIS COUNTY MUD #180 | 1791874 | OTHER SURFACE WATER
H | MUNICIPAL CONSERVATION, HARRIS COUNTY MUD #189 | 2020 | HARRIS COUNTY MUD #189 | 168590 | GROUNDWATER WELLS AND OTHER
H | WUG INFRASTRUCTURE EXPANSION (GROUNDWATER) - HARRIS COUNTY MUD #189 | 2030 | HARRIS COUNTY MUD #189 | 1567843 | MUNICIPAL CONSERVATION
H | MUNICIPAL CONSERVATION, HARRIS COUNTY MUD #221 | 2020 | HARRIS COUNTY MUD #221 | 192750 | MUNICIPAL CONSERVATION
H | WUG INFRASTRUCTURE EXPANSION (GROUNDWATER) - HARRIS COUNTY MUD #221 | 2030 | HARRIS COUNTY MUD #221 | 1717197 | MUNICIPAL CONSERVATION
H | MUNICIPAL CONSERVATION, HARRIS COUNTY MUD #278 | 2020 | HARRIS COUNTY MUD #278 | 530520 | MUNICIPAL CONSERVATION
H | WUG INFRASTRUCTURE EXPANSION (GROUNDWATER) - HARRIS COUNTY MUD #278 | 2030 | HARRIS COUNTY MUD #278 | 2534697 | MUNICIPAL CONSERVATION
H | MUNICIPAL CONSERVATION, HARRIS COUNTY MUD #290 | 2020 | HARRIS COUNTY MUD #290 | 287230 | MUNICIPAL CONSERVATION
H | WATER LOSS REDUCTION, HARRIS COUNTY MUD #290 | 2020 | HARRIS COUNTY MUD #290 | 477590 | MUNICIPAL CONSERVATION
H | WUG INFRASTRUCTURE EXPANSION - HARRIS COUNTY MUD #290 | 2030 | HARRIS COUNTY MUD #290 | 2167782 | MUNICIPAL CONSERVATION
H | MUNICIPAL CONSERVATION, HARRIS COUNTY MUD #345 | 2020 | HARRIS COUNTY MUD #345 | 336200 | MUNICIPAL CONSERVATION
H | WATER LOSS REDUCTION, HARRIS COUNTY MUD #345 | 2020 | HARRIS COUNTY MUD #345 | 99960 | MUNICIPAL CONSERVATION
H | WUG INFRASTRUCTURE EXPANSION (GROUNDWATER) - HARRIS COUNTY MUD #345 | 2030 | HARRIS COUNTY MUD #345 | 2009915 | MUNICIPAL CONSERVATION
H | MUNICIPAL CONSERVATION, HARRIS COUNTY MUD #400 - WEST | 2020 | HARRIS COUNTY MUD #400 - WEST | 383960 | MUNICIPAL CONSERVATION
H | WATER LOSS REDUCTION, HARRIS COUNTY MUD #400 - WEST | 2020 | HARRIS COUNTY MUD #400 - WEST | 649840 | MUNICIPAL CONSERVATION
H | WUG INFRASTRUCTURE EXPANSION (GROUNDWATER) - HARRIS COUNTY MUD #400 - WEST | 2030 | HARRIS COUNTY MUD #400 - WEST | 2111753 | MUNICIPAL CONSERVATION
H | MUNICIPAL CONSERVATION, HARRIS COUNTY MUD #46 | 2020 | HARRIS COUNTY MUD #46 | 275680 | MUNICIPAL CONSERVATION
H | WUG INFRASTRUCTURE EXPANSION - HARRIS COUNTY MUD #46 | 2030 | HARRIS COUNTY MUD #46 | 2167782 | MUNICIPAL CONSERVATION
H | MUNICIPAL CONSERVATION, HARRIS COUNTY MUD #49 | 2020 | HARRIS COUNTY MUD #49 | 209900 | MUNICIPAL CONSERVATION
H | WATER LOSS REDUCTION, HARRIS COUNTY MUD #49 | 2020 | HARRIS COUNTY MUD #49 | 338820 | OTHER SURFACE WATER
H | MUNICIPAL CONSERVATION, HARRIS COUNTY MUD #5 | 2020 | HARRIS COUNTY MUD #5 | 236810 | OTHER SURFACE WATER
H | MUNICIPAL CONSERVATION, HARRIS COUNTY MUD #50 | 2020 | HARRIS COUNTY MUD #50 | 114740 | NEW MAJOR RESERVOIR
H | WATER LOSS REDUCTION, HARRIS COUNTY MUD #50 | 2020 | HARRIS COUNTY MUD #50 | 383350 | NEW MAJOR RESERVOIR
H | MUNICIPAL CONSERVATION, HARRIS COUNTY MUD #55 | 2020 | HARRIS COUNTY MUD #55 | 685530 | MUNICIPAL CONSERVATION
H | MUNICIPAL CONSERVATION, HARRIS COUNTY MUD #8 | 2020 | HARRIS COUNTY MUD #8 | 196580 | MUNICIPAL CONSERVATION
H | MUNICIPAL CONSERVATION, HARRIS COUNTY MUD #96 | 2020 | HARRIS COUNTY MUD #96 | 288400 | MUNICIPAL CONSERVATION
H | WATER LOSS REDUCTION, HARRIS COUNTY MUD #96 | 2020 | HARRIS COUNTY MUD #96 | 338840 | MUNICIPAL CONSERVATION
H | MUNICIPAL CONSERVATION, HARRIS COUNTY UD #14 | 2020 | HARRIS COUNTY UD #14 | 116630 | MUNICIPAL CONSERVATION
H | WUG INFRASTRUCTURE EXPANSION (GROUNDWATER) - HARRIS COUNTY UD #14 - PHASE 1 | 2030 | HARRIS COUNTY UD #14 | 1202685 | MUNICIPAL CONSERVATION
H | WUG INFRASTRUCTURE EXPANSION (GROUNDWATER) - HARRIS COUNTY UD #14 - PHASE 2 | 2050 | HARRIS COUNTY UD #14 | 1080966 | OTHER DIRECT REUSE
H | MUNICIPAL CONSERVATION, HARRIS COUNTY UD #15 | 2020 | HARRIS COUNTY UD #15 | 276280 | OTHER DIRECT REUSE
H | WATER LOSS REDUCTION, HARRIS COUNTY UD #15 | 2020 | HARRIS COUNTY UD #15 | 3122860 | OTHER SURFACE WATER
H | WUG INFRASTRUCTURE EXPANSION (GROUNDWATER) - HARRIS COUNTY UD #15 | 2030 | HARRIS COUNTY UD #15 | 1717197 | GROUNDWATER WELLS AND OTHER
H | MUNICIPAL CONSERVATION, HARRIS COUNTY WCID #1 | 2020 | HARRIS COUNTY WCID #1 | 263750 | GROUNDWATER WELLS AND OTHER
H | WATER LOSS REDUCTION, HARRIS COUNTY WCID #1 | 2020 | HARRIS COUNTY WCID #1 | 516480 | GROUNDWATER WELLS AND OTHER
H | MUNICIPAL CONSERVATION, HARRIS COUNTY WCID #133 | 2020 | HARRIS COUNTY WCID #133 | 301990 | OTHER SURFACE WATER
H | WUG INFRASTRUCTURE EXPANSION (GROUNDWATER) - HARRIS COUNTY WCID #133 - PHASE 1 | 2030 | HARRIS COUNTY WCID #133 | 1866551 | NEW MAJOR RESERVOIR; OTHER SURFACE WATER
H | WUG INFRASTRUCTURE EXPANSION (GROUNDWATER) - HARRIS COUNTY WCID #133 - PHASE 2 | 2050 | HARRIS COUNTY WCID #133 | 1080966 | OTHER SURFACE WATER
H | MUNICIPAL CONSERVATION, HARRIS COUNTY WCID #74 | 2020 | HARRIS COUNTY WCID #74 | 353050 | OTHER SURFACE WATER
H | WATER LOSS REDUCTION, HARRIS COUNTY WCID #74 | 2020 | HARRIS COUNTY WCID #74 | 594240 | GROUNDWATER WELLS AND OTHER
H | WUG INFRASTRUCTURE EXPANSION (GROUNDWATER) - HARRIS COUNTY WCID #74 | 2030 | HARRIS COUNTY WCID #74 | 2057703 | GROUNDWATER WELLS AND OTHER
H | MUNICIPAL CONSERVATION, HARRIS COUNTY WCID #96 | 2020 | HARRIS COUNTY WCID #96 | 911940 | OTHER STRATEGIES
O | CASTRO COUNTY - HART LOCAL GROUNDWATER DEVELOPMENT | 2040 | HART | 855000 | NEW MAJOR RESERVOIR
C | CONSERVATION, WATER LOSS CONTROL - HASLET | 2020 | HASLET | 19711 | OTHER SURFACE WATER
C | CONSERVATION, WATER WASTE PROHIBITION - HASLET | 2020 | HASLET | 7334 | AQUIFER STORAGE AND RECOVERY
L | HAYS/CALDWELL PUA PROJECT | 2020 | HAYS CALDWELL PUA | 309723000 | GROUNDWATER WELLS AND OTHER
G | MUNICIPAL WATER CONSERVATION (SUBURBAN) - HEARNE | 2020 | HEARNE | 138000 | GROUNDWATER WELLS AND OTHER
G | CARRIZO AQUIFER DEVELOPMENT-HUTTO (HEART OF TEXAS-LEE CO.) | 2020 | HEART OF TEXAS WATER SUPPLIERS LLC | 127086000 | GROUNDWATER WELLS AND OTHER
C | CONSERVATION, IRRIGATION RESTRICTION - HEATH | 2020 | HEATH | 7334 | GROUNDWATER WELLS AND OTHER
C | CONSERVATION, WATER LOSS CONTROL - HEATH | 2020 | HEATH | 680172 | GROUNDWATER WELLS AND OTHER
M | HEBBRONVILLE ADVANCED MUNICIPAL CONSERVATION | 2030 | HEBBRONVILLE | 0 | GROUNDWATER WELLS AND OTHER
M | HEBBRONVILLE NEW BGD PLANT | 2020 | HEBBRONVILLE | 8275000 | GROUNDWATER WELLS AND OTHER
H | MUNICIPAL CONSERVATION, HEDWIG VILLAGE | 2020 | HEDWIG VILLAGE | 765210 | GROUNDWATER WELLS AND OTHER
H | MUNICIPAL CONSERVATION, HEMPSTEAD | 2020 | HEMPSTEAD | 120900 | GROUNDWATER WELLS AND OTHER
H | WATER LOSS REDUCTION, HEMPSTEAD | 2020 | HEMPSTEAD | 3451010 | GROUNDWATER WELLS AND OTHER
H | WUG INFRASTRUCTURE EXPANSION (GROUNDWATER) - HEMPSTEAD | 2060 | HEMPSTEAD | 1866551 | GROUNDWATER WELLS AND OTHER
G | MUNICIPAL WATER CONSERVATION (SUBURBAN) - HEWITT | 2020 | HEWITT | 138000 | NEW MAJOR RESERVOIR
G | REUSE- BULLHIDE CREEK | 2020 | HEWITT; LORENA | 7541000 | OTHER SURFACE WATER
C | CONSERVATION, WATER LOSS CONTROL - HICKORY CREEK | 2020 | HICKORY CREEK | 17941 | OTHER SURFACE WATER
C | CONSERVATION, WATER LOSS CONTROL - HICKORY CREEK SUD | 2020 | HICKORY CREEK SUD | 555 | AQUIFER STORAGE AND RECOVERY
D | DRILL NEW WELLS (HICKORY CREEK SUD, TRINITY, TRINITY, 2050) | 2050 | HICKORY CREEK SUD | 1607000 | MUNICIPAL CONSERVATION
D | DRILL NEW WELLS (HICKORY CREEK SUD, TRINITY, TRINITY, 2060) | 2060 | HICKORY CREEK SUD | 1607000 | NEW MAJOR RESERVOIR
D | DRILL NEW WELLS (HICKORY CREEK SUD, TRINITY, TRINITY, 2070) | 2070 | HICKORY CREEK SUD | 1607000 | GROUNDWATER WELLS AND OTHER
D | DRILL NEW WELLS (HICKORY CREEK SUD, WOODBINE, SABINE, 2040) | 2040 | HICKORY CREEK SUD | 1705000 | GROUNDWATER WELLS AND OTHER
D | DRILL NEW WELLS (HICKORY CREEK SUD, WOODBINE, SABINE, 2050) | 2050 | HICKORY CREEK SUD | 1705000 | OTHER SURFACE WATER
D | DRILL NEW WELLS (HICKORY CREEK SUD, WOODBINE, SABINE, 2060) | 2060 | HICKORY CREEK SUD | 1705000 | GROUNDWATER WELLS AND OTHER
D | DRILL NEW WELLS (HICKORY CREEK SUD, WOODBINE, SABINE, 2070) | 2070 | HICKORY CREEK SUD | 3210000 | GROUNDWATER WELLS AND OTHER
M | HIDALGO ACQUISITION OF WR FROM IDS | 2020 | HIDALGO | 1000000 | GROUNDWATER WELLS AND OTHER
M | HIDALGO ADVANCED MUNICIPAL CONSERVATION | 2030 | HIDALGO | 0 | GROUNDWATER WELLS AND OTHER
M | HIDALGO EXPAND EXISTING GROUNDWATER SUPPLY | 2020 | HIDALGO | 656000 | GROUNDWATER WELLS AND OTHER
M | DELTA WATERSHED PROJECT - EDINBURG LAKE | 2020 | HIDALGO COUNTY DRAINAGE DISTRICT #1 | 27471000 | GROUNDWATER WELLS AND OTHER
M | DELTA WATERSHED PROJECT - NEW RESERVOIR | 2020 | HIDALGO COUNTY DRAINAGE DISTRICT #1 | 30728000 | GROUNDWATER WELLS AND OTHER
M | HIDALGO COUNTY ID NO. 1 CONSERVATION | 2020 | HIDALGO COUNTY IRRIGATION DISTRICT #1 | 54933275 | OTHER SURFACE WATER
M | HIDALGO COUNTY ID NO. 13 CONSERVATION | 2020 | HIDALGO COUNTY IRRIGATION DISTRICT #13 | 660339 | OTHER SURFACE WATER
M | HIDALGO COUNTY ID NO. 16 CONSERVATION | 2020 | HIDALGO COUNTY IRRIGATION DISTRICT #16 | 3533600 | OTHER SURFACE WATER
M | HIDALGO COUNTY WID NO. 19 (SHARYLAND) CONSERVATION | 2020 | HIDALGO COUNTY IRRIGATION DISTRICT #19 | 2644166 | OTHER SURFACE WATER
M | HIDALGO COUNTY ID NO. 2 CONSERVATION | 2020 | HIDALGO COUNTY IRRIGATION DISTRICT #2 | 14688870 | OTHER SURFACE WATER
M | HIDALGO COUNTY ID NO. 5 CONSERVATION | 2020 | HIDALGO COUNTY IRRIGATION DISTRICT #5 | 5210000 | GROUNDWATER WELLS AND OTHER
M | HIDALGO COUNTY ID NO. 6 CONSERVATION | 2020 | HIDALGO COUNTY IRRIGATION DISTRICT #6 | 13819638 | GROUNDWATER WELLS AND OTHER
M | HIDALGO COUNTY MUD #1 ADVANCED MUNICIPAL CONSERVATION | 2070 | HIDALGO COUNTY MUD #1 | 0 | GROUNDWATER WELLS AND OTHER
M | HIDALGO MUD NO. 1 CONSERVATION | 2020 | HIDALGO COUNTY MUD #1 | 859115 | GROUNDWATER WELLS AND OTHER
M | HIDALGO COUNTY WCID NO. 18 CONSERVATION | 2020 | HIDALGO COUNTY WCID #18 | 569047 | NEW MAJOR RESERVOIR
M | HIDALGO COUNTY WID NO. 3 CONSERVATION | 2020 | HIDALGO COUNTY WID #3 | 9050000 | OTHER SURFACE WATER
M | HIDALGO AND CAMERON COUNTY ID NO. 9 CONSERVATION | 2020 | HIDALGO-CAMERON COUNTY IRRIGATION DISTRICT #9 | 54000000 | AQUIFER STORAGE AND RECOVERY
D | INCREASE EXISTING CONTRACT (HIDEAWAY, QUEEN, SABINE) | 2070 | HIDEAWAY | 0 | AQUIFER STORAGE AND RECOVERY
C | CONSERVATION, WATER LOSS CONTROL - HIGH POINT WSC | 2020 | HIGH POINT WSC | 9661 | AQUIFER STORAGE AND RECOVERY
C | CONSERVATION, WATER LOSS CONTROL - HIGHLAND PARK | 2020 | HIGHLAND PARK | 87810 | OTHER SURFACE WATER
C | CONSERVATION, WATER LOSS CONTROL - HIGHLAND VILLAGE | 2020 | HIGHLAND VILLAGE | 544339 | OTHER SURFACE WATER
H | MUNICIPAL CONSERVATION, HILLCREST | 2020 | HILLCREST | 53090 | AQUIFER STORAGE AND RECOVERY
H | WATER LOSS REDUCTION, HILLCREST | 2020 | HILLCREST | 372200 | CONJUNCTIVE USE
G | MUNICIPAL WATER CONSERVATION (URBAN) - HILLSBORO | 2020 | HILLSBORO | 2050000 | CONJUNCTIVE USE
H | MUNICIPAL CONSERVATION, HILSHIRE VILLAGE | 2020 | HILSHIRE VILLAGE | 108480 | NEW MAJOR RESERVOIR
H | MUNICIPAL CONSERVATION, HITCHCOCK | 2020 | HITCHCOCK | 144420 | AQUIFER STORAGE AND RECOVERY
H | WATER LOSS REDUCTION, HITCHCOCK | 2020 | HITCHCOCK | 1144110 | NEW MAJOR RESERVOIR
H | MUNICIPAL CONSERVATION, HOLIDAY LAKES | 2020 | HOLIDAY LAKES | 38270 | MUNICIPAL CONSERVATION
C | CONSERVATION, WATER LOSS CONTROL - HONEY GROVE | 2020 | HONEY GROVE | 3829 | MUNICIPAL CONSERVATION
D | RENEW EXISTING CONTRACT (HOOKS) | 2020 | HOOKS | 0 | MUNICIPAL CONSERVATION
E | HORIZON REGIONAL MUD - ADDITIONAL WELLS AND EXPANSION OF DESAL PLANT | 2020 | HORIZON REGIONAL MUD | 56443000 | MUNICIPAL CONSERVATION
K | MUNICIPAL CONSERVATION - HORSESHOE BAY | 2020 | HORSESHOE BAY | 154204 | MUNICIPAL CONSERVATION
H | CITY OF HOUSTON GRP | 2020 | HOUSTON | 0 | MUNICIPAL CONSERVATION
H | CITY OF HOUSTON REUSE | 2040 | HOUSTON | 78121149 | MUNICIPAL CONSERVATION
H | CITY OF HOUSTON TREATMENT EXPANSION - PHASE 1 | 2040 | HOUSTON | 183404685 | MUNICIPAL CONSERVATION
H | CITY OF HOUSTON TREATMENT EXPANSION - PHASE 2 | 2060 | HOUSTON | 105124744 | MUNICIPAL CONSERVATION
H | LUCE BAYOU TRANSFER | 2020 | HOUSTON | 360004806 | MUNICIPAL CONSERVATION
H | MUNICIPAL CONSERVATION, HOUSTON | 2020 | HOUSTON | 227698870 | MUNICIPAL CONSERVATION
H | OLD GALVESTON ROAD TRANSMISSION IMPROVEMENTS | 2020 | HOUSTON | 99886253 | MUNICIPAL CONSERVATION
H | WATER LOSS REDUCTION, HOUSTON | 2020 | HOUSTON | 701968780 | MUNICIPAL CONSERVATION
I | HCWC-GW INFRASTRUCTURE | 2020 | HOUSTON COUNTY WCID #1 | 22793000 | MUNICIPAL CONSERVATION
H | NEW / EXPANDED CONTRACT WITH COH - KIRKMONT MUD | 2070 | HOUSTON; KIRKMONT MUD | 0 | MUNICIPAL CONSERVATION
H | EAST TEXAS TRANSFER | 2040 | HOUSTON; LOWER NECHES VALLEY AUTHORITY; SABINE RIVER AUTHORITY | 388064210 | MUNICIPAL CONSERVATION
H | NEW / EXPANDED CONTRACT WITH COH - MANUFACTURING, HARRIS COUNTY (SJ) | 2050 | HOUSTON; MANUFACTURING (HARRIS) | 0 | MUNICIPAL CONSERVATION
H | NEW / EXPANDED CONTRACT WITH COH - MANUFACTURING, HARRIS COUNTY (SJB) | 2030 | HOUSTON; MANUFACTURING (HARRIS) | 0 | MUNICIPAL CONSERVATION
H | NEW / EXPANDED CONTRACT WITH COH - MINING, HARRIS COUNTY (SJ) | 2020 | HOUSTON; MINING (HARRIS) | 0 | MUNICIPAL CONSERVATION
H | NEW / EXPANDED CONTRACT WITH COH - MINING, HARRIS COUNTY (SJB) | 2020 | HOUSTON; MINING (HARRIS) | 0 | MUNICIPAL CONSERVATION
H | NEW / EXPANDED CONTRACT WITH COH - MINING, HARRIS COUNTY (TSJ) | 2020 | HOUSTON; MINING (HARRIS) | 0 | MUNICIPAL CONSERVATION
H | NEW / EXPANDED CONTRACT WITH COH - MISSOURI CITY, HARRIS COUNTY | 2060 | HOUSTON; MISSOURI CITY | 0 | MUNICIPAL CONSERVATION
H | REGIONAL RETURN FLOWS DEVELOPMENT | 2020 | HOUSTON; NORTH HARRIS COUNTY REGIONAL WATER AUTHORITY; SAN JACINTO RIVER AUTHORITY | 0 | MUNICIPAL CONSERVATION
H | NEW / EXPANDED CONTRACT WITH COH - STEAM ELECTRIC POWER, HARRIS COUNTY (SJ) | 2030 | HOUSTON; STEAM ELECTRIC POWER (HARRIS); NRG | 0 | MUNICIPAL CONSERVATION
H | NEW / EXPANDED CONTRACT WITH COH - STEAM ELECTRIC POWER, HARRIS COUNTY (SJB) | 2020 | HOUSTON; STEAM ELECTRIC POWER (HARRIS); NRG | 0 | MUNICIPAL CONSERVATION
H | TRA TO COH TRANSFER | 2020 | HOUSTON; TRINITY RIVER AUTHORITY | 0 | MUNICIPAL CONSERVATION
C | CONSERVATION, WATER LOSS CONTROL - HOWE | 2020 | HOWE | 1436 | MUNICIPAL CONSERVATION
C | CONSERVATION, WATER LOSS CONTROL - HUDSON OAKS | 2020 | HUDSON OAKS | 11573 | MUNICIPAL CONSERVATION
C | CONSERVATION, WATER WASTE PROHIBITION - HUDSON OAKS | 2020 | HUDSON OAKS | 7334 | MUNICIPAL CONSERVATION
H | MUNICIPAL CONSERVATION, HUMBLE | 2020 | HUMBLE | 1544820 | MUNICIPAL CONSERVATION
H | WATER LOSS REDUCTION, HUMBLE | 2020 | HUMBLE | 7656740 | MUNICIPAL CONSERVATION
H | MUNICIPAL CONSERVATION, HUNTERS CREEK VILLAGE | 2020 | HUNTERS CREEK VILLAGE | 1235490 | MUNICIPAL CONSERVATION
C | CONSERVATION, WATER LOSS CONTROL - HURST | 2020 | HURST | 936745 | MUNICIPAL CONSERVATION
C | CONSERVATION, WATER LOSS CONTROL - HUTCHINS | 2020 | HUTCHINS | 129514 | MUNICIPAL CONSERVATION
O | LUBBOCK COUNTY - IDALOU LOCAL GROUNDWATER DEVELOPMENT | 2030 | IDALOU | 2534000 | MUNICIPAL CONSERVATION
H | MUNICIPAL CONSERVATION, INDIGO LAKE WATER SYSTEM | 2020 | INDIGO LAKE WATER SYSTEM | 1034520 | MUNICIPAL CONSERVATION
H | WATER LOSS REDUCTION, INDIGO LAKE WATER SYSTEM | 2020 | INDIGO LAKE WATER SYSTEM | 3934320 | MUNICIPAL CONSERVATION
H | WUG INFRASTRUCTURE EXPANSION (GROUNDWATER) - INDIGO LAKE WATER SYSTEM | 2030 | INDIGO LAKE WATER SYSTEM | 7117027 | MUNICIPAL CONSERVATION
H | WUG INFRASTRUCTURE EXPANSION - INDIGO LAKE WATER SYSTEM | 2070 | INDIGO LAKE WATER SYSTEM | 25231336 | MUNICIPAL CONSERVATION
H | MUNICIPAL CONSERVATION, IOWA COLONY | 2020 | IOWA COLONY | 193610 | MUNICIPAL CONSERVATION
H | WATER LOSS REDUCTION, IOWA COLONY | 2020 | IOWA COLONY | 472200 | MUNICIPAL CONSERVATION
F | IRRIGATION CONSERVATION - ANDREWS COUNTY | 2020 | IRRIGATION (ANDREWS) | 2442635 | MUNICIPAL CONSERVATION
A | IRRIGATION CONSERVATION - ARMSTRONG COUNTY | 2020 | IRRIGATION (ARMSTRONG) | 154200 | MUNICIPAL CONSERVATION
H | IRRIGATION CONSERVATION, AUSTIN COUNTY | 2020 | IRRIGATION (AUSTIN) | 37085 | MUNICIPAL CONSERVATION
O | BAILEY COUNTY IRRIGATION - AGRICULTURAL WATER CONSERVATION PHASE 1 | 2020 | IRRIGATION (BAILEY) | 923150 | MUNICIPAL CONSERVATION
O | BAILEY COUNTY IRRIGATION - AGRICULTURAL WATER CONSERVATION PHASE 2 | 2040 | IRRIGATION (BAILEY) | 1326000 | MUNICIPAL CONSERVATION
O | BAILEY COUNTY IRRIGATION - AGRICULTURAL WATER CONSERVATION PHASE 3 | 2060 | IRRIGATION (BAILEY) | 1376175 | MUNICIPAL CONSERVATION
J | BANDERA COUNTY IRRIGATION - ADDITIONAL GROUNDWATER WELLS | 2020 | IRRIGATION (BANDERA) | 244000 | MUNICIPAL CONSERVATION
G | EDWARDS AQUIFER DEVELOPMENT-BELL COUNTY IRRIGATION | 2020 | IRRIGATION (BELL) | 13384000 | MUNICIPAL CONSERVATION
G | TRINITY AQUIFER DEVELOPMENT-BELL COUNTY IRRIGATION | 2070 | IRRIGATION (BELL) | 2541000 | MUNICIPAL CONSERVATION
F | IRRIGATION CONSERVATION - BORDEN COUNTY | 2020 | IRRIGATION (BORDEN) | 259545 | MUNICIPAL CONSERVATION
G | TRINITY AQUIFER DEVELOPMENT-BOSQUE COUNTY IRRIGATION | 2020 | IRRIGATION (BOSQUE) | 11048000 | MUNICIPAL CONSERVATION
D | DRILL NEW WELLS (BOWIE IRRIGATION, CARRIZO-WILCOX, SULPHUR) | 2020 | IRRIGATION (BOWIE) | 2021000 | MUNICIPAL CONSERVATION
D | DRILL NEW WELLS (BOWIE IRRIGATION, NACATOCH, RED) | 2020 | IRRIGATION (BOWIE) | 1466000 | MUNICIPAL CONSERVATION
H | IRRIGATION CONSERVATION, BRAZORIA COUNTY | 2020 | IRRIGATION (BRAZORIA) | 345807 | MUNICIPAL CONSERVATION
O | BRISCOE COUNTY IRRIGATION - AGRICULTURAL WATER CONSERVATION PHASE 1 | 2020 | IRRIGATION (BRISCOE) | 833375 | MUNICIPAL CONSERVATION
O | BRISCOE COUNTY IRRIGATION - AGRICULTURAL WATER CONSERVATION PHASE 2 | 2040 | IRRIGATION (BRISCOE) | 949650 | MUNICIPAL CONSERVATION
O | BRISCOE COUNTY IRRIGATION - AGRICULTURAL WATER CONSERVATION PHASE 3 | 2060 | IRRIGATION (BRISCOE) | 1236975 | MUNICIPAL CONSERVATION
F | IRRIGATION CONSERVATION - BROWN COUNTY | 2020 | IRRIGATION (BROWN) | 488956 | MUNICIPAL CONSERVATION
A | IRRIGATION CONSERVATION - CARSON COUNTY | 2020 | IRRIGATION (CARSON) | 2047700 | MUNICIPAL CONSERVATION
O | CASTRO COUNTY IRRIGATION - AGRICULTURAL WATER CONSERVATION PHASE 1 | 2020 | IRRIGATION (CASTRO) | 3126300 | MUNICIPAL CONSERVATION
O | CASTRO COUNTY IRRIGATION - AGRICULTURAL WATER CONSERVATION PHASE 2 | 2040 | IRRIGATION (CASTRO) | 4175200 | MUNICIPAL CONSERVATION
O | CASTRO COUNTY IRRIGATION - AGRICULTURAL WATER CONSERVATION PHASE 3 | 2060 | IRRIGATION (CASTRO) | 4239150 | MUNICIPAL CONSERVATION
H | IRRIGATION CONSERVATION, CHAMBERS COUNTY | 2020 | IRRIGATION (CHAMBERS) | 265366 | MUNICIPAL CONSERVATION
A | IRRIGATION CONSERVATION - CHILDRESS COUNTY | 2020 | IRRIGATION (CHILDRESS) | 268700 | MUNICIPAL CONSERVATION
O | COCHRAN COUNTY IRRIGATION - AGRICULTURAL WATER CONSERVATION PHASE 1 | 2020 | IRRIGATION (COCHRAN) | 884150 | MUNICIPAL CONSERVATION
O | COCHRAN COUNTY IRRIGATION - AGRICULTURAL WATER CONSERVATION PHASE 2 | 2040 | IRRIGATION (COCHRAN) | 1488350 | MUNICIPAL CONSERVATION
O | COCHRAN COUNTY IRRIGATION - AGRICULTURAL WATER CONSERVATION PHASE 3 | 2060 | IRRIGATION (COCHRAN) | 1821225 | MUNICIPAL CONSERVATION
F | IRRIGATION CONSERVATION - COKE COUNTY | 2020 | IRRIGATION (COKE) | 75036 | MUNICIPAL CONSERVATION
F | IRRIGATION CONSERVATION - COLEMAN COUNTY | 2020 | IRRIGATION (COLEMAN) | 50050 | MUNICIPAL CONSERVATION
A | IRRIGATION CONSERVATION - COLLINGSWORTH COUNTY | 2020 | IRRIGATION (COLLINGSWORTH) | 659600 | MUNICIPAL CONSERVATION
K | IRRIGATION CONSERVATION - ON FARM | 2020 | IRRIGATION (COLORADO); IRRIGATION (MATAGORDA); IRRIGATION (WHARTON) | 97578000 | MUNICIPAL CONSERVATION
K | IRRIGATION CONSERVATION - SPRINKLER | 2020 | IRRIGATION (COLORADO); IRRIGATION (MATAGORDA); IRRIGATION (WHARTON) | 7757750 | MUNICIPAL CONSERVATION
K | IRRIGATION OPERATIONS CONVEYANCE IMPROVEMENTS | 2020 | IRRIGATION (COLORADO); IRRIGATION (MATAGORDA); IRRIGATION (WHARTON) | 155057000 | MUNICIPAL CONSERVATION
G | TRINITY AQUIFER DEVELOPMENT- COMANCHE COUNTY IRRIGATION | 2050 | IRRIGATION (COMANCHE) | 11015000 | MUNICIPAL CONSERVATION
F | IRRIGATION CONSERVATION - CONCHO COUNTY | 2020 | IRRIGATION (CONCHO) | 690261 | MUNICIPAL CONSERVATION
F | IRRIGATION CONSERVATION - CROCKETT COUNTY | 2020 | IRRIGATION (CROCKETT) | 44948 | MUNICIPAL CONSERVATION
O | CROSBY COUNTY IRRIGATION - AGRICULTURAL WATER CONSERVATION PHASE 1 | 2020 | IRRIGATION (CROSBY) | 2757000 | MUNICIPAL CONSERVATION
O | CROSBY COUNTY IRRIGATION - AGRICULTURAL WATER CONSERVATION PHASE 2 | 2040 | IRRIGATION (CROSBY) | 5089750 | MUNICIPAL CONSERVATION
O | CROSBY COUNTY IRRIGATION - AGRICULTURAL WATER CONSERVATION PHASE 3 | 2060 | IRRIGATION (CROSBY) | 6997500 | MUNICIPAL CONSERVATION
A | IRRIGATION CONSERVATION - DALLAM COUNTY | 2020 | IRRIGATION (DALLAM) | 13596900 | MUNICIPAL CONSERVATION
O | DAWSON COUNTY IRRIGATION - AGRICULTURAL WATER CONSERVATION PHASE 1 | 2020 | IRRIGATION (DAWSON) | 2705075 | MUNICIPAL CONSERVATION
O | DAWSON COUNTY IRRIGATION - AGRICULTURAL WATER CONSERVATION PHASE 2 | 2040 | IRRIGATION (DAWSON) | 4805150 | MUNICIPAL CONSERVATION
O | DAWSON COUNTY IRRIGATION - AGRICULTURAL WATER CONSERVATION PHASE 3 | 2060 | IRRIGATION (DAWSON) | 6446475 | MUNICIPAL CONSERVATION
O | DEAF SMITH COUNTY IRRIGATION - AGRICULTURAL WATER CONSERVATION PHASE 1 | 2020 | IRRIGATION (DEAF SMITH) | 2731900 | MUNICIPAL CONSERVATION
O | DEAF SMITH COUNTY IRRIGATION - AGRICULTURAL WATER CONSERVATION PHASE 2 | 2040 | IRRIGATION (DEAF SMITH) | 4103250 | MUNICIPAL CONSERVATION
O | DEAF SMITH COUNTY IRRIGATION - AGRICULTURAL WATER CONSERVATION PHASE 3 | 2060 | IRRIGATION (DEAF SMITH) | 4009275 | MUNICIPAL CONSERVATION
L | LOCAL GULF COAST AQUIFER - DEWITT IRRIGATION | 2020 | IRRIGATION (DEWITT) | 100000 | MUNICIPAL CONSERVATION
O | DICKENS COUNTY IRRIGATION - AGRICULTURAL WATER CONSERVATION PHASE 1 | 2020 | IRRIGATION (DICKENS) | 240200 | GROUNDWATER WELLS AND OTHER
O | DICKENS COUNTY IRRIGATION - AGRICULTURAL WATER CONSERVATION PHASE 2 | 2040 | IRRIGATION (DICKENS) | 467900 | GROUNDWATER WELLS AND OTHER
O | DICKENS COUNTY IRRIGATION - AGRICULTURAL WATER CONSERVATION PHASE 3 | 2060 | IRRIGATION (DICKENS) | 692475 | GROUNDWATER WELLS AND OTHER
A | IRRIGATION CONSERVATION - DONLEY COUNTY | 2020 | IRRIGATION (DONLEY) | 885200 | GROUNDWATER WELLS AND OTHER
G | TRINITY AQUIFER DEVELOPMENT- EASTLAND COUNTY IRRIGATION | 2020 | IRRIGATION (EASTLAND) | 24210000 | GROUNDWATER WELLS AND OTHER
F | IRRIGATION CONSERVATION - ECTOR COUNTY | 2020 | IRRIGATION (ECTOR) | 136208 | GROUNDWATER WELLS AND OTHER
E | EL PASO COUNTY - EPCWID #1 - IMPROVEMENTS TO WATER DISTRICT DELIVERY SYSTEM | 2020 | IRRIGATION (EL PASO) | 157777783 | OTHER DIRECT REUSE
O | FLOYD COUNTY IRRIGATION - AGRICULTURAL WATER CONSERVATION PHASE 1 | 2020 | IRRIGATION (FLOYD) | 3060700 | OTHER DIRECT REUSE
O | FLOYD COUNTY IRRIGATION - AGRICULTURAL WATER CONSERVATION PHASE 2 | 2040 | IRRIGATION (FLOYD) | 5513250 | OTHER DIRECT REUSE
O | FLOYD COUNTY IRRIGATION - AGRICULTURAL WATER CONSERVATION PHASE 3 | 2060 | IRRIGATION (FLOYD) | 7416375 | OTHER DIRECT REUSE
H | IRRIGATION CONSERVATION, FORT BEND COUNTY | 2020 | IRRIGATION (FORT BEND) | 149215 | OTHER DIRECT REUSE
H | WUG INFRASTRUCTURE EXPANSION - IRRIGATION, FORT BEND (RICHMOND GRP) | 2030 | IRRIGATION (FORT BEND) | 1742658 | OTHER DIRECT REUSE
O | GAINES COUNTY IRRIGATION - AGRICULTURAL WATER CONSERVATION PHASE 1 | 2020 | IRRIGATION (GAINES) | 5781375 | OTHER DIRECT REUSE
O | GAINES COUNTY IRRIGATION - AGRICULTURAL WATER CONSERVATION PHASE 2 | 2040 | IRRIGATION (GAINES) | 6153000 | GROUNDWATER WELLS AND OTHER
O | GAINES COUNTY IRRIGATION - AGRICULTURAL WATER CONSERVATION PHASE 3 | 2060 | IRRIGATION (GAINES) | 4822200 | OTHER SURFACE WATER
H | IRRIGATION CONSERVATION, GALVESTON COUNTY | 2020 | IRRIGATION (GALVESTON) | 21311 | GROUNDWATER WELLS AND OTHER
O | GARZA COUNTY IRRIGATION - AGRICULTURAL WATER CONSERVATION PHASE 1 | 2020 | IRRIGATION (GARZA) | 291875 | GROUNDWATER WELLS AND OTHER
O | GARZA COUNTY IRRIGATION - AGRICULTURAL WATER CONSERVATION PHASE 2 | 2040 | IRRIGATION (GARZA) | 516250 | NEW MAJOR RESERVOIR
O | GARZA COUNTY IRRIGATION - AGRICULTURAL WATER CONSERVATION PHASE 3 | 2060 | IRRIGATION (GARZA) | 695625 | GROUNDWATER WELLS AND OTHER
F | IRRIGATION CONSERVATION - GLASSCOCK COUNTY | 2020 | IRRIGATION (GLASSCOCK) | 1474382 | GROUNDWATER WELLS AND OTHER
A | IRRIGATION CONSERVATION - GRAY COUNTY | 2020 | IRRIGATION (GRAY) | 782700 | GROUNDWATER WELLS AND OTHER
O | HALE COUNTY IRRIGATION - AGRICULTURAL WATER CONSERVATION PHASE 1 | 2020 | IRRIGATION (HALE) | 3283025 | GROUNDWATER WELLS AND OTHER
O | HALE COUNTY IRRIGATION - AGRICULTURAL WATER CONSERVATION PHASE 2 | 2040 | IRRIGATION (HALE) | 6166050 | GROUNDWATER WELLS AND OTHER
O | HALE COUNTY IRRIGATION - AGRICULTURAL WATER CONSERVATION PHASE 3 | 2060 | IRRIGATION (HALE) | 8266275 | GROUNDWATER WELLS AND OTHER
A | IRRIGATION CONSERVATION - HALL COUNTY | 2020 | IRRIGATION (HALL) | 372500 | GROUNDWATER WELLS AND OTHER
G | TRINITY AQUIFER DEVELOPMENT- HAMILTON COUNTY IRRIGATION | 2020 | IRRIGATION (HAMILTON) | 1173000 | GROUNDWATER WELLS AND OTHER
A | IRRIGATION CONSERVATION - HANSFORD COUNTY | 2020 | IRRIGATION (HANSFORD) | 4959300 | GROUNDWATER WELLS AND OTHER
H | IRRIGATION CONSERVATION, HARRIS COUNTY | 2020 | IRRIGATION (HARRIS) | 14417 | GROUNDWATER WELLS AND OTHER
D | DRILL NEW WELLS (IRRIGATION HARRISON, CARRIZO-WILCOX, CYPRESS) | 2020 | IRRIGATION (HARRISON) | 1092000 | GROUNDWATER WELLS AND OTHER
D | DRILL NEW WELLS (IRRIGATION HARRISON, CARRIZO-WILCOX, SABINE) | 2020 | IRRIGATION (HARRISON) | 377000 | GROUNDWATER WELLS AND OTHER
A | IRRIGATION CONSERVATION - HARTLEY COUNTY | 2020 | IRRIGATION (HARTLEY) | 12696300 | GROUNDWATER WELLS AND OTHER
A | IRRIGATION CONSERVATION - HEMPHILL COUNTY | 2020 | IRRIGATION (HEMPHILL) | 70100 | GROUNDWATER WELLS AND OTHER
O | HOCKLEY COUNTY IRRIGATION - AGRICULTURAL WATER CONSERVATION PHASE 1 | 2020 | IRRIGATION (HOCKLEY) | 2089125 | GROUNDWATER WELLS AND OTHER
O | HOCKLEY COUNTY IRRIGATION - AGRICULTURAL WATER CONSERVATION PHASE 2 | 2040 | IRRIGATION (HOCKLEY) | 3043100 | GROUNDWATER WELLS AND OTHER
O | HOCKLEY COUNTY IRRIGATION - AGRICULTURAL WATER CONSERVATION PHASE 3 | 2060 | IRRIGATION (HOCKLEY) | 4158300 | GROUNDWATER WELLS AND OTHER
D | DRILL NEW WELLS (IRRIGATION HOPKINS, CARRIZO-WILCOX, CYPRESS) | 2020 | IRRIGATION (HOPKINS) | 33000 | GROUNDWATER WELLS AND OTHER
D | DRILL NEW WELLS (IRRIGATION HOPKINS, CARRIZO-WILCOX, SABINE) | 2020 | IRRIGATION (HOPKINS) | 681000 | GROUNDWATER WELLS AND OTHER
D | SULPHUR SPRINGS RAW WATER PIPELINE (IRRIGATION HOPKINS, SULPHUR) | 2020 | IRRIGATION (HOPKINS) | 4758000 | GROUNDWATER WELLS AND OTHER
I | HOUS-IRR INFRASTRUCTURE | 2020 | IRRIGATION (HOUSTON) | 12926000 | GROUNDWATER WELLS AND OTHER
F | IRRIGATION CONSERVATION - HOWARD COUNTY | 2020 | IRRIGATION (HOWARD) | 469541 | GROUNDWATER WELLS AND OTHER
E | HUDSPETH IRRIGATION - HCCRD #1 - ADDITIONAL GROUNDWATER WELLS | 2020 | IRRIGATION (HUDSPETH) | 173000 | GROUNDWATER WELLS AND OTHER
D | DRILL NEW WELLS (IRRIGATION HUNT, NACATOCH, SABINE) | 2020 | IRRIGATION (HUNT) | 282000 | GROUNDWATER WELLS AND OTHER
A | IRRIGATION CONSERVATION - HUTCHINSON COUNTY | 2020 | IRRIGATION (HUTCHINSON) | 1470800 | GROUNDWATER WELLS AND OTHER
F | IRRIGATION CONSERVATION - IRION COUNTY | 2020 | IRRIGATION (IRION) | 136695 | NEW MAJOR RESERVOIR
M | JIM HOGG IRRIGATION ADDITIONAL GROUNDWATER WELLS | 2020 | IRRIGATION (JIM HOGG) | 2117000 | GROUNDWATER WELLS AND OTHER
J | KERR COUNTY IRRIGATION - ADDITIONAL GROUNDWATER WELL | 2020 | IRRIGATION (KERR) | 78000 | GROUNDWATER WELLS AND OTHER
F | IRRIGATION CONSERVATION - KIMBLE COUNTY | 2020 | IRRIGATION (KIMBLE) | 212004 | GROUNDWATER WELLS AND OTHER
G | BLAINE AQUIFER DEVELOPMENT- KNOX COUNTY IRRIGATION | 2020 | IRRIGATION (KNOX) | 2436000 | GROUNDWATER WELLS AND OTHER
G | SEYMOUR AQUIFER DEVELOPMENT- KNOX COUNTY IRRIGATION | 2020 | IRRIGATION (KNOX) | 9817000 | OTHER SURFACE WATER
D | PAT MAYSE RAW WATER PIPELINE (IRRIGATION LAMAR, RED) | 2020 | IRRIGATION (LAMAR) | 3717000 | GROUNDWATER WELLS AND OTHER
O | LAMB COUNTY IRRIGATION - AGRICULTURAL WATER CONSERVATION PHASE 1 | 2020 | IRRIGATION (LAMB) | 3152600 | GROUNDWATER WELLS AND OTHER
O | LAMB COUNTY IRRIGATION - AGRICULTURAL WATER CONSERVATION PHASE 2 | 2040 | IRRIGATION (LAMB) | 4215200 | GROUNDWATER WELLS AND OTHER
O | LAMB COUNTY IRRIGATION - AGRICULTURAL WATER CONSERVATION PHASE 3 | 2060 | IRRIGATION (LAMB) | 3583500 | GROUNDWATER WELLS AND OTHER
G | TRINITY AQUIFER DEVELOPMENT- LAMPASAS COUNTY IRRIGATION | 2020 | IRRIGATION (LAMPASAS) | 3049000 | GROUNDWATER WELLS AND OTHER
H | IRRIGATION CONSERVATION, LIBERTY COUNTY | 2020 | IRRIGATION (LIBERTY) | 189776 | NEW MAJOR RESERVOIR
H | WUG INFRASTRUCTURE EXPANSION (GROUNDWATER) - IRRIGATION, LIBERTY COUNTY (N) | 2020 | IRRIGATION (LIBERTY) | 10840044 | GROUNDWATER WELLS AND OTHER
H | WUG INFRASTRUCTURE EXPANSION (GROUNDWATER) - IRRIGATION, LIBERTY COUNTY (SJ) | 2020 | IRRIGATION (LIBERTY) | 2370720 | INDIRECT REUSE; NEW MAJOR RESERVOIR; OTHER SURFACE WATER
A | IRRIGATION CONSERVATION - LIPSCOMB COUNTY | 2020 | IRRIGATION (LIPSCOMB) | 735600 | OTHER SURFACE WATER
O | LUBBOCK COUNTY IRRIGATION - AGRICULTURAL WATER CONSERVATION PHASE 1 | 2020 | IRRIGATION (LUBBOCK) | 2855550 | GROUNDWATER DESALINATION
O | LUBBOCK COUNTY IRRIGATION - AGRICULTURAL WATER CONSERVATION PHASE 2 | 2040 | IRRIGATION (LUBBOCK) | 4055500 | CONJUNCTIVE USE; NEW MAJOR RESERVOIR; OTHER SURFACE WATER
O | LUBBOCK COUNTY IRRIGATION - AGRICULTURAL WATER CONSERVATION PHASE 3 | 2060 | IRRIGATION (LUBBOCK) | 5469900 | INDIRECT REUSE; OTHER SURFACE WATER
O | LYNN COUNTY IRRIGATION - AGRICULTURAL WATER CONSERVATION PHASE 1 | 2020 | IRRIGATION (LYNN) | 2114800 | INDIRECT REUSE; OTHER SURFACE WATER
O | LYNN COUNTY IRRIGATION - AGRICULTURAL WATER CONSERVATION PHASE 2 | 2040 | IRRIGATION (LYNN) | 3788350 | INDIRECT REUSE
O | LYNN COUNTY IRRIGATION - AGRICULTURAL WATER CONSERVATION PHASE 3 | 2060 | IRRIGATION (LYNN) | 5086275 | CONJUNCTIVE USE; INDIRECT REUSE; OTHER SURFACE WATER
F | IRRIGATION CONSERVATION - MARTIN COUNTY | 2020 | IRRIGATION (MARTIN) | 3415035 | INDIRECT REUSE
F | IRRIGATION CONSERVATION - MASON COUNTY | 2020 | IRRIGATION (MASON) | 785265 | CONJUNCTIVE USE; INDIRECT REUSE; OTHER SURFACE WATER
F | IRRIGATION CONSERVATION - MCCULLOCH COUNTY | 2020 | IRRIGATION (MCCULLOCH) | 340568 | CONJUNCTIVE USE; INDIRECT REUSE; OTHER SURFACE WATER
G | BRAZOS RIVER ALLUVIUM DEVELOPMENT- MCLENNAN COUNTY IRRIGATION | 2020 | IRRIGATION (MCLENNAN) | 16763000 | OTHER SURFACE WATER
N | GULF COAST AQUIFER SUPPLIES - MCMULLEN IRRIGATION | 2020 | IRRIGATION (MCMULLEN) | 129000 | CONJUNCTIVE USE; INDIRECT REUSE; OTHER SURFACE WATER
F | IRRIGATION CONSERVATION - MENARD COUNTY | 2020 | IRRIGATION (MENARD) | 245115 | INDIRECT REUSE; OTHER SURFACE WATER
F | IRRIGATION CONSERVATION - MIDLAND COUNTY | 2020 | IRRIGATION (MIDLAND) | 3193710 | GROUNDWATER DESALINATION
K | EXPANSION OF TRINITY AQUIFER SUPPLIES - MILLS COUNTY IRRIGATION | 2020 | IRRIGATION (MILLS) | 8289000 | NEW MAJOR RESERVOIR
F | IRRIGATION CONSERVATION - MITCHELL COUNTY | 2020 | IRRIGATION (MITCHELL) | 149747 | OTHER SURFACE WATER
A | IRRIGATION CONSERVATION - MOORE COUNTY | 2020 | IRRIGATION (MOORE) | 5258000 | OTHER DIRECT REUSE; OTHER SURFACE WATER
O | MOTLEY COUNTY IRRIGATION - AGRICULTURAL WATER CONSERVATION PHASE 1 | 2020 | IRRIGATION (MOTLEY) | 242525 | OTHER SURFACE WATER
O | MOTLEY COUNTY IRRIGATION - AGRICULTURAL WATER CONSERVATION PHASE 2 | 2040 | IRRIGATION (MOTLEY) | 485300 | SEAWATER DESALINATION
O | MOTLEY COUNTY IRRIGATION - AGRICULTURAL WATER CONSERVATION PHASE 3 | 2060 | IRRIGATION (MOTLEY) | 727950 | INDIRECT REUSE; NEW MAJOR RESERVOIR
A | IRRIGATION CONSERVATION - OCHILTREE COUNTY | 2020 | IRRIGATION (OCHILTREE) | 2104300 | OTHER DIRECT REUSE
A | IRRIGATION CONSERVATION - OLDHAM COUNTY | 2020 | IRRIGATION (OLDHAM) | 144700 | GROUNDWATER WELLS AND OTHER
I | ORAN-IRR-INFRASTRUCTURE | 2020 | IRRIGATION (ORANGE) | 13281000 | OTHER CONSERVATION
O | PARMER COUNTY IRRIGATION - AGRICULTURAL WATER CONSERVATION PHASE 1 | 2020 | IRRIGATION (PARMER) | 1427150 | OTHER CONSERVATION
O | PARMER COUNTY IRRIGATION - AGRICULTURAL WATER CONSERVATION PHASE 2 | 2040 | IRRIGATION (PARMER) | 1279600 | OTHER CONSERVATION
O | PARMER COUNTY IRRIGATION - AGRICULTURAL WATER CONSERVATION PHASE 3 | 2060 | IRRIGATION (PARMER) | 1731375 | OTHER CONSERVATION
F | IRRIGATION CONSERVATION - PECOS COUNTY | 2020 | IRRIGATION (PECOS) | 12287243 | OTHER CONSERVATION
A | IRRIGATION CONSERVATION - POTTER COUNTY | 2020 | IRRIGATION (POTTER) | 126000 | OTHER CONSERVATION
A | IRRIGATION CONSERVATION - RANDALL COUNTY | 2020 | IRRIGATION (RANDALL) | 661700 | OTHER CONSERVATION
F | IRRIGATION CONSERVATION - REAGAN COUNTY | 2020 | IRRIGATION (REAGAN) | 1802385 | OTHER CONSERVATION
F | IRRIGATION CONSERVATION - REEVES COUNTY | 2020 | IRRIGATION (REEVES) | 8755013 | OTHER CONSERVATION
A | IRRIGATION CONSERVATION - ROBERTS COUNTY | 2020 | IRRIGATION (ROBERTS) | 219000 | OTHER CONSERVATION
G | CARRIZO AQUIFER DEVELOPMENT-ROBERTSON COUNTY IRRIGATION | 2020 | IRRIGATION (ROBERTSON) | 128018000 | OTHER CONSERVATION
F | IRRIGATION CONSERVATION - RUNNELS COUNTY | 2020 | IRRIGATION (RUNNELS) | 309894 | OTHER CONSERVATION
N | GULF COAST AQUIFER DEVELOPMENT - SAN PAT IRRIGATION | 2050 | IRRIGATION (SAN PATRICIO) | 1156000 | OTHER CONSERVATION
F | IRRIGATION CONSERVATION - SCHLEICHER COUNTY | 2020 | IRRIGATION (SCHLEICHER) | 54015 | IRRIGATION CONSERVATION
F | IRRIGATION CONSERVATION - SCURRY COUNTY | 2020 | IRRIGATION (SCURRY) | 575107 | IRRIGATION CONSERVATION
A | IRRIGATION CONSERVATION - SHERMAN COUNTY | 2020 | IRRIGATION (SHERMAN) | 8123100 | IRRIGATION CONSERVATION
G | OTHER AQUIFER DEVELOPMENT-STEPHENS IRRIGATION | 2020 | IRRIGATION (STEPHENS) | 640000 | IRRIGATION CONSERVATION
F | IRRIGATION CONSERVATION - STERLING COUNTY | 2020 | IRRIGATION (STERLING) | 87848 | IRRIGATION CONSERVATION
F | IRRIGATION CONSERVATION - SUTTON COUNTY | 2020 | IRRIGATION (SUTTON) | 168968 | IRRIGATION CONSERVATION
O | SWISHER COUNTY IRRIGATION - AGRICULTURAL WATER CONSERVATION PHASE 1 | 2020 | IRRIGATION (SWISHER) | 2486550 | IRRIGATION CONSERVATION
O | SWISHER COUNTY IRRIGATION - AGRICULTURAL WATER CONSERVATION PHASE 2 | 2040 | IRRIGATION (SWISHER) | 3127250 | IRRIGATION CONSERVATION
O | SWISHER COUNTY IRRIGATION - AGRICULTURAL WATER CONSERVATION PHASE 3 | 2060 | IRRIGATION (SWISHER) | 3961050 | OTHER SURFACE WATER
O | TERRY COUNTY IRRIGATION - AGRICULTURAL WATER CONSERVATION PHASE 1 | 2020 | IRRIGATION (TERRY) | 3600550 | OTHER SURFACE WATER
O | TERRY COUNTY IRRIGATION - AGRICULTURAL WATER CONSERVATION PHASE 2 | 2040 | IRRIGATION (TERRY) | 4129250 | CONJUNCTIVE USE; OTHER SURFACE WATER
O | TERRY COUNTY IRRIGATION - AGRICULTURAL WATER CONSERVATION PHASE 3 | 2060 | IRRIGATION (TERRY) | 2457825 | CONJUNCTIVE USE; OTHER DIRECT REUSE; OTHER SURFACE WATER
F | IRRIGATION CONSERVATION - TOM GREEN COUNTY | 2020 | IRRIGATION (TOM GREEN) | 7263438 | INDIRECT REUSE
I | TRTY-IRR INFRASTRUCTURE | 2020 | IRRIGATION (TRINITY) | 2174000 | MUNICIPAL CONSERVATION
F | IRRIGATION CONSERVATION - UPTON COUNTY | 2020 | IRRIGATION (UPTON) | 897195 | MUNICIPAL CONSERVATION
D | DRILL NEW WELLS (IRRIGATION VAN ZANDT, QUEEN, NECHES) | 2020 | IRRIGATION (VAN ZANDT) | 227000 | MUNICIPAL CONSERVATION
H | IRRIGATION CONSERVATION, WALLER COUNTY | 2020 | IRRIGATION (WALLER) | 132732 | MUNICIPAL CONSERVATION
F | IRRIGATION CONSERVATION - WARD COUNTY | 2020 | IRRIGATION (WARD) | 533618 | MUNICIPAL CONSERVATION
P | IRRIGATION CONSERVATION - ON FARM | 2020 | IRRIGATION (WHARTON) | 20833000 | MUNICIPAL CONSERVATION
P | IRRIGATION CONSERVATION - TAILWATER RECOVERY | 2020 | IRRIGATION (WHARTON) | 22561000 | MUNICIPAL CONSERVATION
A | IRRIGATION CONSERVATION - WHEELER COUNTY | 2020 | IRRIGATION (WHEELER) | 301500 | MUNICIPAL CONSERVATION
G | EDWARDS AQUIFER DEVELOPMENT-WILLIAMSON IRRIGATION | 2020 | IRRIGATION (WILLIAMSON) | 1220000 | MUNICIPAL CONSERVATION
F | IRRIGATION CONSERVATION - WINKLER COUNTY | 2020 | IRRIGATION (WINKLER) | 478920 | MUNICIPAL CONSERVATION
O | YOAKUM COUNTY IRRIGATION - AGRICULTURAL WATER CONSERVATION PHASE 1 | 2020 | IRRIGATION (YOAKUM) | 1385675 | MUNICIPAL CONSERVATION
O | YOAKUM COUNTY IRRIGATION - AGRICULTURAL WATER CONSERVATION PHASE 2 | 2040 | IRRIGATION (YOAKUM) | 1524050 | MUNICIPAL CONSERVATION
O | YOAKUM COUNTY IRRIGATION - AGRICULTURAL WATER CONSERVATION PHASE 3 | 2060 | IRRIGATION (YOAKUM) | 1248525 | MUNICIPAL CONSERVATION
G | OTHER AQUIFER DEVELOPMENT-YOUNG IRRIGATION | 2020 | IRRIGATION (YOUNG) | 1172000 | MUNICIPAL CONSERVATION
C | CONSERVATION, WATER LOSS CONTROL - IRVING | 2020 | IRVING | 7904869 | MUNICIPAL CONSERVATION
C | Q-90 IRVING - TRA CENTRAL REUSE | 2020 | IRVING | 39960000 | MUNICIPAL CONSERVATION
C | NTMWD & IRVING - LAKE CHAPMAN PUMP STATION EXPANSION Q-24 | 2020 | IRVING; NORTH TEXAS MWD | 34184000 | MUNICIPAL CONSERVATION
C | CONSERVATION, WATER LOSS CONTROL - ITALY | 2020 | ITALY | 6406 | MUNICIPAL CONSERVATION
H | MUNICIPAL CONSERVATION, JACINTO CITY | 2020 | JACINTO CITY | 335830 | MUNICIPAL CONSERVATION
C | CONSERVATION, WATER LOSS CONTROL - JACKSBORO | 2020 | JACKSBORO | 16571 | MUNICIPAL CONSERVATION
I | JACK-COL | 2030 | JACKSONVILLE | 20645000 | MUNICIPAL CONSERVATION
H | MUNICIPAL CONSERVATION, JAMAICA BEACH | 2020 | JAMAICA BEACH | 37000 | MUNICIPAL CONSERVATION
G | MUNICIPAL WATER CONSERVATION (URBAN) - JAYTON | 2020 | JAYTON | 24000 | MUNICIPAL CONSERVATION
G | NEW WTP(0.4 MGD)-JAYTON | 2020 | JAYTON | 3537000 | MUNICIPAL CONSERVATION
H | MUNICIPAL CONSERVATION, JERSEY VILLAGE | 2020 | JERSEY VILLAGE | 768950 | MUNICIPAL CONSERVATION
H | MUNICIPAL CONSERVATION, JEWETT | 2020 | JEWETT | 46830 | MUNICIPAL CONSERVATION
K | EXPANSION OF ELLENBURGER-SAN SABA AQUIFER SUPPLIES - JOHNSON CITY | 2020 | JOHNSON CITY | 1505000 | MUNICIPAL CONSERVATION
K | MUNICIPAL CONSERVATION - JOHNSON CITY | 2020 | JOHNSON CITY | 45790 | MUNICIPAL CONSERVATION
C | CONSERVATION, WATER LOSS CONTROL - JOHNSON COUNTY SUD | 2020 | JOHNSON COUNTY SUD | 4470 | MUNICIPAL CONSERVATION
C | JOHNSON COUNTY SUD - CONNECT TO PURCHASE WATER FROM GRAND PRAIRIE Q-188 | 2020 | JOHNSON COUNTY SUD | 86140000 | MUNICIPAL CONSERVATION
G | EAST WILLIAMSON COUNTY WATER PROJECT | 2020 | JONAH WATER SUD; JARRELL; GRANGER; COUNTY-OTHER (WILLIAMSON); BELL-MILAM FALLS WSC; CENTRAL TEXAS WSC | 42127001 | MUNICIPAL CONSERVATION
H | MUNICIPAL CONSERVATION, JONES CREEK | 2020 | JONES CREEK | 95530 | MUNICIPAL CONSERVATION
K | MUNICIPAL CONSERVATION - JONESTOWN | 2020 | JONESTOWN | 46456 | MUNICIPAL CONSERVATION
C | CONSERVATION, WATER LOSS CONTROL - JOSEPHINE | 2020 | JOSEPHINE | 6573 | MUNICIPAL CONSERVATION
F | DEVELOP ADDITIONAL EDWARDS-TRINITY PLATEAU AQUIFER SUPPLIES - JUNCTION | 2020 | JUNCTION | 3555000 | MUNICIPAL CONSERVATION
F | DREDGE RIVER INTAKE - JUNCTION | 2020 | JUNCTION | 4268000 | MUNICIPAL CONSERVATION
F | WATER AUDITS AND LEAK - JUNCTION | 2020 | JUNCTION | 1891700 | MUNICIPAL CONSERVATION
C | CONSERVATION, WATER LOSS CONTROL - JUSTIN | 2020 | JUSTIN | 17064 | MUNICIPAL CONSERVATION
C | JUSTIN - NEW WELL IN TRINITY AQUIFER Q-104 | 2020 | JUSTIN | 2115500 | MUNICIPAL CONSERVATION
L | LOCAL YEGUA JACKSON AQUIFER DEVELOPMENT - KARNES CITY | 2020 | KARNES CITY | 3235000 | MUNICIPAL CONSERVATION
H | MUNICIPAL CONSERVATION, KATY | 2020 | KATY | 2348840 | MUNICIPAL CONSERVATION
H | WUG INFRASTRUCTURE EXPANSION (GROUNDWATER) - KATY | 2030 | KATY | 10005218 | MUNICIPAL CONSERVATION
C | CONSERVATION, WATER LOSS CONTROL - KAUFMAN | 2020 | KAUFMAN | 12755 | MUNICIPAL CONSERVATION
C | CONSERVATION, WATER LOSS CONTROL - KELLER | 2020 | KELLER | 1810304 | MUNICIPAL CONSERVATION
C | KELLER - INCREASE DELIVERY INFRASTRUCTURE TO PURCHASE ADDITIONAL WATER FROM FORT WORTH Q-189 | 2020 | KELLER | 17535000 | MUNICIPAL CONSERVATION
H | MUNICIPAL CONSERVATION, KEMAH | 2020 | KEMAH | 192750 | MUNICIPAL CONSERVATION
H | WATER LOSS REDUCTION, KEMAH | 2020 | KEMAH | 1543930 | MUNICIPAL CONSERVATION
H | WUG INFRASTRUCTURE EXPANSION - KEMAH | 2020 | KEMAH | 2227101 | MUNICIPAL CONSERVATION
C | CONSERVATION, WATER LOSS CONTROL - KEMP | 2020 | KEMP | 31428 | MUNICIPAL CONSERVATION
G | MUNICIPAL WATER CONSERVATION (SUBURBAN) - KEMPNER | 2020 | KEMPNER | 39000 | MUNICIPAL CONSERVATION
G | MUNICIPAL WATER CONSERVATION (SUBURBAN) - KEMPNER WSC | 2020 | KEMPNER WSC | 975000 | MUNICIPAL CONSERVATION
L | LOCAL GULF COAST AQUIFER - KENEDY | 2020 | KENEDY | 3172000 | MUNICIPAL CONSERVATION
H | WATER LOSS REDUCTION, KENEFICK | 2020 | KENEFICK | 600100 | MUNICIPAL CONSERVATION
C | CONSERVATION, WATER LOSS CONTROL - KENNEDALE | 2020 | KENNEDALE | 50144 | MUNICIPAL CONSERVATION
C | KENNEDALE - CONNECT TO AND PURCHASE WATER FROM ARLINGTON Q-190 | 2020 | KENNEDALE | 1720000 | MUNICIPAL CONSERVATION
C | KENNEDALE - INCREASE DELIVERY INFRASTRUCTURE TO PURCHASE ADDITIONAL WATER FROM FORT WORT Q-191 | 2040 | KENNEDALE | 3685000 | MUNICIPAL CONSERVATION
C | CONSERVATION, WATER LOSS CONTROL - KENTUCKY TOWN WSC | 2020 | KENTUCKY TOWN WSC | 7487 | MUNICIPAL CONSERVATION
C | CONSERVATION, WATER LOSS CONTROL - KERENS | 2020 | KERENS | 3823 | MUNICIPAL CONSERVATION
J | CITY OF KERRVILLE - INCREASE WASTEWATER REUSE | 2020 | KERRVILLE | 3248282 | MUNICIPAL CONSERVATION
J | CITY OF KERRVILLE - INCREASED WATER TREATMENT AND ASR CAPACITY | 2020 | KERRVILLE | 11543000 | MUNICIPAL CONSERVATION
J | CITY OF KERRVILLE - WATER LOSS AUDIT AND MAIN-LINE REPAIR | 2020 | KERRVILLE | 9339000 | MUNICIPAL CONSERVATION
H | MUNICIPAL CONSERVATION, KINGS MANOR MUD | 2020 | KINGS MANOR MUD | 127870 | MUNICIPAL CONSERVATION
H | WUG INFRASTRUCTURE EXPANSION (GROUNDWATER) - KINGS MANOR MUD | 2030 | KINGS MANOR MUD | 1080966 | MUNICIPAL CONSERVATION
H | MUNICIPAL CONSERVATION, KIRKMONT MUD | 2020 | KIRKMONT MUD | 192380 | MUNICIPAL CONSERVATION
H | WATER LOSS REDUCTION, KIRKMONT MUD | 2020 | KIRKMONT MUD | 238810 | MUNICIPAL CONSERVATION
G | MUNICIPAL WATER CONSERVATION (RURAL) - KNOX CITY | 2020 | KNOX CITY | 228000 | MUNICIPAL CONSERVATION
C | CONSERVATION, WATER LOSS CONTROL - KRUGERVILLE | 2020 | KRUGERVILLE | 7419 | MUNICIPAL CONSERVATION
C | CONSERVATION, WATER LOSS CONTROL - KRUM | 2020 | KRUM | 30634 | MUNICIPAL CONSERVATION
C | KRUM - NEW WELL IN TRINITY AQUIFER Q-105 | 2020 | KRUM | 1533200 | MUNICIPAL CONSERVATION
L | REUSE - KYLE | 2020 | KYLE | 37074649 | MUNICIPAL CONSERVATION
M | LA FERIA ADVANCED MUNICIPAL CONSERVATION | 2040 | LA FERIA | 0 | MUNICIPAL CONSERVATION
M | LA FERIA RAINWATER HARVESTING | 2020 | LA FERIA | 204000 | MUNICIPAL CONSERVATION
M | LA FERIA WATER WELL WITH RO UNIT | 2020 | LA FERIA | 6260000 | MUNICIPAL CONSERVATION
M | LA FERIA ID CONSERVATION | 2020 | LA FERIA IRRIGATION DISTRICT-CAMERON COUNTY #3 | 51300000 | MUNICIPAL CONSERVATION
K | MUNICIPAL CONSERVATION - LA GRANGE | 2020 | LA GRANGE | 117647 | MUNICIPAL CONSERVATION
M | LA GRULLA ADVANCED MUNICIPAL CONSERVATION | 2020 | LA GRULLA | 0 | MUNICIPAL CONSERVATION
M | LA JOYA ADVANCED MUNICIPAL CONSERVATION | 2060 | LA JOYA | 0 | MUNICIPAL CONSERVATION
H | MUNICIPAL CONSERVATION, LA MARQUE | 2020 | LA MARQUE | 411580 | MUNICIPAL CONSERVATION
H | WATER LOSS REDUCTION, LA MARQUE | 2020 | LA MARQUE | 3265450 | MUNICIPAL CONSERVATION
H | WUG INFRASTRUCTURE EXPANSION - LA MARQUE | 2020 | LA MARQUE | 2015167 | MUNICIPAL CONSERVATION
H | MUNICIPAL CONSERVATION, LA PORTE | 2020 | LA PORTE | 2047910 | MUNICIPAL CONSERVATION
H | WATER LOSS REDUCTION, LA PORTE | 2020 | LA PORTE | 4509400 | MUNICIPAL CONSERVATION
M | LA VILLA ACQUISITION OF WR FROM IDS | 2020 | LA VILLA | 85000 | MUNICIPAL CONSERVATION
M | LA VILLA ADVANCED MUNICIPAL CONSERVATION | 2050 | LA VILLA | 0 | MUNICIPAL CONSERVATION
L | LOCAL LEONA GRAVEL AQUIFER - LA COSTE | 2020 | LACOSTE | 1710000 | MUNICIPAL CONSERVATION
C | CONSERVATION, WATER LOSS CONTROL - LADONIA | 2020 | LADONIA | 6099 | MUNICIPAL CONSERVATION
C | LADONIA - CONNECT TO AND PURCHASE WATER FROM UTRWD (LAKE RALPH HALL) Q-129 | 2030 | LADONIA | 12134600 | MUNICIPAL CONSERVATION
K | MUNICIPAL CONSERVATION - LAGO VISTA | 2020 | LAGO VISTA | 187406 | MUNICIPAL CONSERVATION
M | LAGUNA MADRE NEW BGD PLANT | 2020 | LAGUNA MADRE WD | 22564000 | MUNICIPAL CONSERVATION
M | LAGUNA MADRE POTABLE REUSE | 2020 | LAGUNA MADRE WD | 13613000 | MUNICIPAL CONSERVATION
M | LAGUNA VISTA ADVANCED MUNICIPAL CONSERVATION | 2020 | LAGUNA VISTA | 0 | MUNICIPAL CONSERVATION
C | CONSERVATION, WATER LOSS CONTROL - LAKE DALLAS | 2020 | LAKE DALLAS | 34026 | MUNICIPAL CONSERVATION
H | MUNICIPAL CONSERVATION, LAKE JACKSON | 2020 | LAKE JACKSON | 2697850 | MUNICIPAL CONSERVATION
H | WATER LOSS REDUCTION, LAKE JACKSON | 2020 | LAKE JACKSON | 8745830 | MUNICIPAL CONSERVATION
H | WUG INFRASTRUCTURE EXPANSION - LAKE JACKSON | 2020 | LAKE JACKSON | 2405484 | MUNICIPAL CONSERVATION
C | CONSERVATION, WATER LOSS CONTROL - LAKE KIOWA SUD | 2020 | LAKE KIOWA SUD | 107958 | MUNICIPAL CONSERVATION
H | WATER LOSS REDUCTION, LAKE LIVINGSTON WATER SUPPLY & SEWER SERVICE COMPANY | 2020 | LAKE LIVINGSTON WATER SUPPLY AND SEWER SERVICE COMPANY | 9118290 | MUNICIPAL CONSERVATION
A | DEVELOP OGALLALA AQUIFER SUPPLIES - LAKE TANGLEWOOD | 2020 | LAKE TANGLEWOOD | 2976400 | MUNICIPAL CONSERVATION
A | MUNICIPAL CONSERVATION - LAKE TANGLEWOOD | 2020 | LAKE TANGLEWOOD | 492000 | MUNICIPAL CONSERVATION
H | MUNICIPAL CONSERVATION, LAKE WINDCREST WATER SYSTEM | 2020 | LAKE WINDCREST WATER SYSTEM | 554780 | MUNICIPAL CONSERVATION
H | WATER LOSS REDUCTION, LAKE WINDCREST WATER SYSTEM | 2020 | LAKE WINDCREST WATER SYSTEM | 2000350 | MUNICIPAL CONSERVATION
H | WUG INFRASTRUCTURE EXPANSION - LAKE WINDCREST WATER SYSTEM | 2030 | LAKE WINDCREST WATER SYSTEM | 2530465 | MUNICIPAL CONSERVATION
C | CONSERVATION, WATER LOSS CONTROL - LAKE WORTH | 2020 | LAKE WORTH | 2039240 | MUNICIPAL CONSERVATION
C | CONSERVATION, WATER LOSS CONTROL - LAKESIDE | 2020 | LAKESIDE | 22567 | MUNICIPAL CONSERVATION
K | EXPANSION OF TRINITY AQUIFER SUPPLIES - LAKEWAY | 2020 | LAKEWAY | 2985000 | MUNICIPAL CONSERVATION
K | MUNICIPAL CONSERVATION - LAKEWAY | 2020 | LAKEWAY | 544773 | MUNICIPAL CONSERVATION
C | CONSERVATION, WATER LOSS CONTROL - LAKEWOOD VILLAGE | 2020 | LAKEWOOD VILLAGE | 2105 | MUNICIPAL CONSERVATION
G | MUNICIPAL WATER CONSERVATION (SUBURBAN) - LAMPASAS | 2020 | LAMPASAS | 106000 | MUNICIPAL CONSERVATION
C | CONSERVATION, IRRIGATION RESTRICTION - LANCASTER | 2020 | LANCASTER | 10667 | MUNICIPAL CONSERVATION
C | CONSERVATION, WATER LOSS CONTROL - LANCASTER | 2020 | LANCASTER | 1039386 | MUNICIPAL CONSERVATION
M | LAREDO ADVANCED MUNICIPAL CONSERVATION | 2050 | LAREDO | 0 | MUNICIPAL CONSERVATION
M | SOUTH LAREDO WWTP POTABLE REUSE - PHASE I | 2030 | LAREDO | 43467000 | MUNICIPAL CONSERVATION
M | SOUTH LAREDO WWTP POTABLE REUSE - PHASE II | 2060 | LAREDO | 36408000 | MUNICIPAL CONSERVATION
M | SOUTH LAREDO WWTP POTABLE REUSE - PHASE III | 2070 | LAREDO | 19857000 | MUNICIPAL CONSERVATION
P | AQUIFER STORAGE AND RECOVERY | 2020 | LAVACA NAVIDAD RIVER AUTHORITY | 130169000 | MUNICIPAL CONSERVATION
P | LAVACA OFF-CHANNEL RESERVOIR | 2020 | LAVACA NAVIDAD RIVER AUTHORITY | 123213000 | MUNICIPAL CONSERVATION
P | LNRA DESALINATION | 2020 | LAVACA NAVIDAD RIVER AUTHORITY | 31393000 | MUNICIPAL CONSERVATION
C | CONSERVATION, WATER LOSS CONTROL - LAVON | 2020 | LAVON | 13820 | MUNICIPAL CONSERVATION
C | CONSERVATION, WATER LOSS CONTROL - LAVON SUD | 2020 | LAVON SUD | 14354 | MUNICIPAL CONSERVATION
H | MUNICIPAL CONSERVATION, LEAGUE CITY | 2020 | LEAGUE CITY | 2288290 | MUNICIPAL CONSERVATION
C | CONSERVATION, WATER LOSS CONTROL - LEONARD | 2020 | LEONARD | 16497 | MUNICIPAL CONSERVATION
C | LEONARD - WATER SYSTEM IMPROVEMENTS Q-207 | 2030 | LEONARD | 2567600 | MUNICIPAL CONSERVATION
C | CONSERVATION, IRRIGATION RESTRICTION - LEWISVILLE | 2020 | LEWISVILLE | 14668 | MUNICIPAL CONSERVATION
C | CONSERVATION, WATER LOSS CONTROL - LEWISVILLE | 2020 | LEWISVILLE | 1160420 | MUNICIPAL CONSERVATION
C | LEWISVILLE - WATER TREATMENT PLANT EXPANSION 1 Q-13 | 2030 | LEWISVILLE | 17433000 | MUNICIPAL CONSERVATION
C | LEWISVILLE - WATER TREATMENT PLANT EXPANSION 2 Q-13 | 2040 | LEWISVILLE | 17433000 | MUNICIPAL CONSERVATION
C | LEWISVILLE - WATER TREATMENT PLANT EXPANSION 3 Q-13 | 2050 | LEWISVILLE | 19565000 | MUNICIPAL CONSERVATION
G | MUNICIPAL WATER CONSERVATION (RURAL) - LEXINGTON | 2020 | LEXINGTON | 108000 | MUNICIPAL CONSERVATION
H | WATER LOSS REDUCTION, LIBERTY | 2020 | LIBERTY | 77800 | MUNICIPAL CONSERVATION
D | DRILL NEW WELLS (LINDALE, QUEEN, SABINE, 2020) | 2020 | LINDALE | 3470000 | MUNICIPAL CONSERVATION
D | DRILL NEW WELLS (LINDALE, QUEEN, SABINE, 2030) | 2030 | LINDALE | 1278000 | MUNICIPAL CONSERVATION
D | DRILL NEW WELLS (LINDALE, QUEEN, SABINE, 2040) | 2040 | LINDALE | 1278000 | MUNICIPAL CONSERVATION
D | DRILL NEW WELLS (LINDALE, QUEEN, SABINE, 2050) | 2050 | LINDALE | 1278000 | MUNICIPAL CONSERVATION
D | DRILL NEW WELLS (LINDALE, QUEEN, SABINE, 2060) | 2060 | LINDALE | 2395000 | MUNICIPAL CONSERVATION
D | DRILL NEW WELLS (LINDALE, QUEEN, SABINE, 2070) | 2070 | LINDALE | 1278000 | MUNICIPAL CONSERVATION
I | SMTH-LDL-INFRASTRUCTURE | 2020 | LINDALE | 5803000 | MUNICIPAL CONSERVATION
C | CONSERVATION, WATER LOSS CONTROL - LINDSAY | 2020 | LINDSAY | 10685 | MUNICIPAL CONSERVATION
C | CONSERVATION, WATER LOSS CONTROL - LITTLE ELM | 2020 | LITTLE ELM | 311279 | MUNICIPAL CONSERVATION
G | MUNICIPAL WATER CONSERVATION (SUBURBAN) - LITTLE RIVER-ACADEMY | 2020 | LITTLE RIVER-ACADEMY | 75000 | MUNICIPAL CONSERVATION
F | DEVELOP ADDITIONAL EDWARDS-TRINITY PLATEAU AQUIFER SUPPLIES - ANDREWS COUNTY LIVESTOCK | 2020 | LIVESTOCK (ANDREWS) | 238000 | MUNICIPAL CONSERVATION
F | DEVELOP PECOS VALLEY AQUIFER SUPPLIES - ANDREWS COUNTY LIVESTOCK | 2020 | LIVESTOCK (ANDREWS) | 68000 | MUNICIPAL CONSERVATION
J | BANDERA COUNTY LIVESTOCK - ADDITIONAL GROUNDWATER WELL | 2020 | LIVESTOCK (BANDERA) | 103000 | MUNICIPAL CONSERVATION
H | WUG INFRASTRUCTURE EXPANSION (GROUNDWATER) - LIVESTOCK, CHAMBERS COUNTY (TSJ) | 2060 | LIVESTOCK (CHAMBERS) | 325222 | MUNICIPAL CONSERVATION
J | EDWARDS COUNTY LIVESTOCK - ADDITIONAL GROUNDWATER WELLS | 2020 | LIVESTOCK (EDWARDS) | 105000 | MUNICIPAL CONSERVATION
F | DEVELOP ADDITIONAL DOCKUM AQUIFER SUPPLIES - HOWARD COUNTY LIVESTOCK | 2020 | LIVESTOCK (HOWARD) | 512000 | MUNICIPAL CONSERVATION
J | KERR COUNTY LIVESTOCK - ADDITIONAL GROUNDWATER WELL | 2020 | LIVESTOCK (KERR) | 65000 | MUNICIPAL CONSERVATION
J | KERR COUNTY LIVESTOCK - ADDITIONAL GROUNDWATER WELLS | 2020 | LIVESTOCK (KERR) | 667000 | MUNICIPAL CONSERVATION
J | KERR COUNTY LIVESTOCK - ADDITIONAL GROUNDWATER WELLS - GUADALUPE RIVER BASIN | 2020 | LIVESTOCK (KERR) | 190000 | MUNICIPAL CONSERVATION
J | KINNEY COUNTY LIVESTOCK - ADDITIONAL GROUNDWATER WELLS | 2020 | LIVESTOCK (KINNEY) | 55000 | MUNICIPAL CONSERVATION
H | WUG INFRASTRUCTURE EXPANSION (GROUNDWATER) - LIVESTOCK, LIBERTY COUNTY (N) | 2020 | LIVESTOCK (LIBERTY) | 325222 | MUNICIPAL CONSERVATION
H | WUG INFRASTRUCTURE EXPANSION (GROUNDWATER) - LIVESTOCK, LIBERTY COUNTY (NT) | 2020 | LIVESTOCK (LIBERTY) | 325222 | MUNICIPAL CONSERVATION
H | WUG INFRASTRUCTURE EXPANSION (GROUNDWATER) - LIVESTOCK, LIBERTY COUNTY (SJ) | 2020 | LIVESTOCK (LIBERTY) | 325222 | MUNICIPAL CONSERVATION
H | WUG INFRASTRUCTURE EXPANSION (GROUNDWATER) - LIVESTOCK, LIBERTY COUNTY (T) | 2020 | LIVESTOCK (LIBERTY) | 544575 | MUNICIPAL CONSERVATION
H | WUG INFRASTRUCTURE EXPANSION (GROUNDWATER) - LIVESTOCK, LIBERTY COUNTY (TSJ) | 2020 | LIVESTOCK (LIBERTY) | 325222 | MUNICIPAL CONSERVATION
F | DEVELOP ADDITIONAL DOCKUM AQUIFER SUPPLIES - MARTIN COUNTY LIVESTOCK | 2020 | LIVESTOCK (MARTIN) | 339000 | MUNICIPAL CONSERVATION
F | DEVELOP ADDITIONAL EDWARDS-TRINITY PLATEAU AQUIFER SUPPLIES - MCCULLOCH COUNTY LIVESTOCK | 2020 | LIVESTOCK (MCCULLOCH) | 62000 | MUNICIPAL CONSERVATION
I | NACW-LTK - NEW WELLS IN CARRIZO WILCOX | 2020 | LIVESTOCK (NACOGDOCHES) | 23770000 | MUNICIPAL CONSERVATION
J | REAL COUNTY LIVESTOCK - ADDITIONAL GROUNDWATER WELLS | 2020 | LIVESTOCK (REAL) | 74000 | MUNICIPAL CONSERVATION
F | NEW GROUNDWATER FROM LOCAL ALLUVIUM AQUIFER - SCURRY COUNTY LIVESTOCK | 2020 | LIVESTOCK (SCURRY) | 143000 | MUNICIPAL CONSERVATION
I | SHEL-LTK INFRASTRUCTURE | 2020 | LIVESTOCK (SHELBY) | 25238000 | MUNICIPAL CONSERVATION
K | DEVELOPMENT OF NEW HICKORY AQUIFER SUPPLIES - LLANO | 2020 | LLANO | 2743000 | MUNICIPAL CONSERVATION
K | DIRECT REUSE - LLANO | 2020 | LLANO | 689000 | MUNICIPAL CONSERVATION
K | MUNICIPAL CONSERVATION - LLANO | 2020 | LLANO | 87599 | MUNICIPAL CONSERVATION
O | FLOYD COUNTY - LOCKNEY LOCAL GROUNDWATER DEVELOPMENT | 2020 | LOCKNEY | 2719000 | MUNICIPAL CONSERVATION
C | CONSERVATION, WATER LOSS CONTROL - LOG CABIN | 2020 | LOG CABIN | 1340 | MUNICIPAL CONSERVATION
J | LOMA VISTA WSC - ADDITIONAL GROUNDWATER WELL | 2020 | LOMA VISTA WATER SYSTEM | 728000 | MUNICIPAL CONSERVATION
G | MUNICIPAL WATER CONSERVATION (SUBURBAN) - LOMETA | 2020 | LOMETA | 114000 | MUNICIPAL CONSERVATION
D | INCREASE EXISTING CONTRACT (LONE OAK) | 2070 | LONE OAK | 0 | MUNICIPAL CONSERVATION
H | MUNICIPAL CONSERVATION, LONGHORN TOWN UD | 2020 | LONGHORN TOWN UD | 122810 | MUNICIPAL CONSERVATION
H | WUG INFRASTRUCTURE EXPANSION (GROUNDWATER) - LONGHORN TOWN UD | 2030 | LONGHORN TOWN UD | 1324405 | MUNICIPAL CONSERVATION
K | MUNICIPAL CONSERVATION - LOOP 360 | 2020 | LOOP 360 WSC | 71683 | MUNICIPAL CONSERVATION
G | MUNICIPAL WATER CONSERVATION (SUBURBAN) - LORENA | 2020 | LORENA | 39000 | MUNICIPAL CONSERVATION
O | CROSBY COUNTY - LORENZO WATER LOSS REDUCTION PHASE 1 | 2020 | LORENZO | 2714472 | MUNICIPAL CONSERVATION
O | CROSBY COUNTY - LORENZO WATER LOSS REDUCTION PHASE 2 | 2040 | LORENZO | 2714472 | MUNICIPAL CONSERVATION
M | LOS INDIOS ADVANCED MUNICIPAL CONSERVATION | 2050 | LOS INDIOS | 0 | MUNICIPAL CONSERVATION
K | MUNICIPAL CONSERVATION - LOST CREEK MUD | 2020 | LOST CREEK MUD | 108519 | MUNICIPAL CONSERVATION
K | EXPANSION OF CARRIZO-WILCOX AQUIFER SUPPLIES - LCRA | 2020 | LOWER COLORADO RIVER AUTHORITY | 4564000 | MUNICIPAL CONSERVATION
K | LCRA - ACQUIRE ADDITIONAL WATER RIGHTS | 2020 | LOWER COLORADO RIVER AUTHORITY | 125000 | MUNICIPAL CONSERVATION
K | LCRA - CONTRACT AMENDMENTS | 2020 | LOWER COLORADO RIVER AUTHORITY | 0 | MUNICIPAL CONSERVATION
K | LCRA - ENHANCED MUNICIPAL AND INDUSTRIAL CONSERVATION | 2020 | LOWER COLORADO RIVER AUTHORITY | 64099000 | MUNICIPAL CONSERVATION
K | LCRA - EXCESS FLOWS PERMIT OFF-CHANNEL RESERVOIR | 2020 | LOWER COLORADO RIVER AUTHORITY | 298000000 | MUNICIPAL CONSERVATION
K | LCRA - GROUNDWATER SUPPLY FOR FPP (OFF-SITE) | 2020 | LOWER COLORADO RIVER AUTHORITY | 20107000 | MUNICIPAL CONSERVATION
K | LCRA - GROUNDWATER SUPPLY FOR FPP (ON-SITE) | 2020 | LOWER COLORADO RIVER AUTHORITY | 2749000 | MUNICIPAL CONSERVATION
K | LCRA - LANE CITY OFF-CHANNEL RESERVOIR | 2020 | LOWER COLORADO RIVER AUTHORITY | 218593000 | MUNICIPAL CONSERVATION
K | LCRA - MID-BASIN OFF-CHANNEL RESERVOIR | 2020 | LOWER COLORADO RIVER AUTHORITY | 298000000 | MUNICIPAL CONSERVATION
K | LCRA - NEW LCRA CONTRACTS | 2020 | LOWER COLORADO RIVER AUTHORITY | 0 | MUNICIPAL CONSERVATION
K | LCRA - PRAIRIE SITE OFF-CHANNEL RESERVOIR | 2030 | LOWER COLORADO RIVER AUTHORITY | 376000000 | MUNICIPAL CONSERVATION
I | LNVA-JEFF - CONSTRUCTED LEVY | 2020 | LOWER NECHES VALLEY AUTHORITY | 34989000 | MUNICIPAL CONSERVATION
I | LNVA-SRA INFRASTRUCTURE | 2040 | LOWER NECHES VALLEY AUTHORITY | 399955000 | MUNICIPAL CONSERVATION
H | NEW / EXPANDED CONTRACT WITH LNVA - COUNTY-OTHER, GALVESTON COUNTY (NT) | 2020 | LOWER NECHES VALLEY AUTHORITY; COUNTY-OTHER (GALVESTON) | 0 | MUNICIPAL CONSERVATION
H | NEW / EXPANDED CONTRACT WITH LNVA - IRRIGATION, CHAMBERS COUNTY | 2040 | LOWER NECHES VALLEY AUTHORITY; IRRIGATION (CHAMBERS) | 0 | MUNICIPAL CONSERVATION
H | LNVA IRRIGATION SYSTEM EXPANSION | 2040 | LOWER NECHES VALLEY AUTHORITY; IRRIGATION (CHAMBERS); IRRIGATION (LIBERTY) | 48949000 | MUNICIPAL CONSERVATION
H | NEW / EXPANDED CONTRACT WITH LNVA - IRRIGATION, LIBERTY COUNTY | 2040 | LOWER NECHES VALLEY AUTHORITY; IRRIGATION (LIBERTY) | 0 | MUNICIPAL CONSERVATION
H | NEW / EXPANDED CONTRACT WITH LNVA - MINING, GALVESTON COUNTY (NT) | 2020 | LOWER NECHES VALLEY AUTHORITY; MINING (GALVESTON) | 0 | MUNICIPAL CONSERVATION
E | LVWD - GROUNDWATER FROM PROPOSED WELL FIELD - HUECO BOLSON AQUIFER | 2020 | LOWER VALLEY WD | 41070000 | MUNICIPAL CONSERVATION
E | LVWD - GROUNDWATER FROM PROPOSED WELL FIELD - RIO GRANDE ALLUVIUM AQUIFER | 2020 | LOWER VALLEY WD | 37490000 | MUNICIPAL CONSERVATION
E | LVWD - SURFACE WATER TREATMENT PLANT AND TRANSMISSION LINES | 2020 | LOWER VALLEY WD | 34080000 | MUNICIPAL CONSERVATION
E | LVWD - WASTEWATER TREATMENT AND ASR FACILITY | 2020 | LOWER VALLEY WD | 18108000 | MUNICIPAL CONSERVATION
C | CONSERVATION, WATER LOSS CONTROL - LOWRY CROSSING | 2020 | LOWRY CROSSING | 4120 | MUNICIPAL CONSERVATION
O | LUBBOCK COUNTY - LUBBOCK BAILEY COUNTY WELL FIELD FUTURE CAPACITY MAINTENANCE | 2030 | LUBBOCK | 5898000 | MUNICIPAL CONSERVATION
O | LUBBOCK COUNTY - LUBBOCK BAILEY COUNTY WELL FIELD INITIAL CAPACITY MAINTENANCE | 2020 | LUBBOCK | 19620000 | MUNICIPAL CONSERVATION
O | LUBBOCK COUNTY - LUBBOCK BRACKISH WELL FIELD AT THE SOUTH WATER TREATMENT PLANT | 2020 | LUBBOCK | 34531740 | MUNICIPAL CONSERVATION
O | LUBBOCK COUNTY - LUBBOCK CRMWA AQUIFER STORAGE AND RECOVERY | 2030 | LUBBOCK | 62345000 | MUNICIPAL CONSERVATION
O | LUBBOCK COUNTY - LUBBOCK JIM BERTRAM LAKE 7 | 2020 | LUBBOCK | 82066000 | MUNICIPAL CONSERVATION
O | LUBBOCK COUNTY - LUBBOCK LAKE ALAN HENRY PHASE 2 | 2020 | LUBBOCK | 57799000 | MUNICIPAL CONSERVATION
O | LUBBOCK COUNTY - LUBBOCK NORTH FORK SCALPING OPERATION | 2020 | LUBBOCK | 119825000 | MUNICIPAL CONSERVATION
O | LUBBOCK COUNTY - LUBBOCK SOUTH LUBBOCK WELL FIELD | 2030 | LUBBOCK | 53856000 | MUNICIPAL CONSERVATION
C | CONSERVATION, IRRIGATION RESTRICTION - LUCAS | 2020 | LUCAS | 7334 | MUNICIPAL CONSERVATION
C | CONSERVATION, WATER LOSS CONTROL - LUCAS | 2020 | LUCAS | 55245 | MUNICIPAL CONSERVATION
C | CONSERVATION, WATER LOSS CONTROL - LUELLA SUD | 2020 | LUELLA SUD | 21603 | MUNICIPAL CONSERVATION
I | LUFK-RAY PHASE 1 | 2030 | LUFKIN | 49368000 | MUNICIPAL CONSERVATION
I | LUFK-RAY PHASE 2 | 2040 | LUFKIN | 37863000 | MUNICIPAL CONSERVATION
I | LUFK-RAY PHASE 3 | 2050 | LUFKIN | 2760000 | MUNICIPAL CONSERVATION
M | LYFORD BGD | 2020 | LYFORD | 6950000 | MUNICIPAL CONSERVATION
C | CONSERVATION, WATER LOSS CONTROL - MABANK | 2020 | MABANK | 48679 | MUNICIPAL CONSERVATION
C | MABANK - INCREASE DELIVERY INFRASTRUCTURE FROM CEDAR CREEK LAKE Q-143 | 2030 | MABANK | 262000 | MUNICIPAL CONSERVATION
C | MABANK - WATER TREATMENT PLANT EXPANSION 1 Q-13 | 2030 | MABANK | 8905000 | MUNICIPAL CONSERVATION
C | MABANK - WATER TREATMENT PLANT EXPANSION 2 Q-13 | 2060 | MABANK | 11037000 | MUNICIPAL CONSERVATION
C | CONSERVATION, WATER LOSS CONTROL - MACBEE SUD | 2020 | MACBEE SUD | 243 | MUNICIPAL CONSERVATION
D | RENEW EXISTING CONTRACT (MACEDONIA) | 2020 | MACEDONIA-EYLAU MUD #1 | 0 | OTHER DIRECT REUSE
F | WATER AUDITS AND LEAK - MADERA VALLEY WSC | 2020 | MADERA VALLEY WSC | 1673300 | OTHER DIRECT REUSE
H | WATER LOSS REDUCTION, MADISONVILLE | 2020 | MADISONVILLE | 1816900 | OTHER DIRECT REUSE
H | MUNICIPAL CONSERVATION, MAGNOLIA | 2020 | MAGNOLIA | 420380 | OTHER DIRECT REUSE
H | WATER LOSS REDUCTION, MAGNOLIA | 2020 | MAGNOLIA | 1505770 | OTHER DIRECT REUSE
H | WUG INFRASTRUCTURE EXPANSION (GROUNDWATER) - MAGNOLIA | 2040 | MAGNOLIA | 3726230 | OTHER DIRECT REUSE
C | CONSERVATION, WATER LOSS CONTROL - MALAKOFF | 2020 | MALAKOFF | 18817 | OTHER DIRECT REUSE
K | EXPANSION OF TRINITY AQUIFER SUPPLIES - MANOR | 2030 | MANOR | 3442000 | OTHER DIRECT REUSE
C | CONSERVATION, WATER LOSS CONTROL - MANSFIELD | 2020 | MANSFIELD | 2320683 | NEW MAJOR RESERVOIR
C | MANSFIELD - WATER TREATMENT PLANT EXPANSION 1 Q-13 | 2020 | MANSFIELD | 42984000 | NEW MAJOR RESERVOIR; OTHER SURFACE WATER
C | MANSFIELD - WATER TREATMENT PLANT EXPANSION 2 Q-13 | 2020 | MANSFIELD | 42984000 | OTHER SURFACE WATER
C | MANSFIELD - WATER TREATMENT PLANT EXPANSION 3 Q-13 | 2050 | MANSFIELD | 34489000 | OTHER SURFACE WATER
C | MANSFIELD - WATER TREATMENT PLANT EXPANSION 4 Q-13 | 2060 | MANSFIELD | 36188000 | NEW MAJOR RESERVOIR
H | INDUSTRIAL CONSERVATION, AUSTIN COUNTY | 2020 | MANUFACTURING (AUSTIN) | 0 | NEW MAJOR RESERVOIR
H | WUG INFRASTRUCTURE EXPANSION (GROUNDWATER) - MANUFACTURING, AUSTIN COUNTY (B) | 2030 | MANUFACTURING (AUSTIN) | 1080966 | NEW MAJOR RESERVOIR
K | EXPANSION OF CARRIZO-WILCOX AQUIFER SUPPLIES - BASTROP COUNTY MANUFACTURING | 2020 | MANUFACTURING (BASTROP) | 2150000 | NEW MAJOR RESERVOIR
H | INDUSTRIAL CONSERVATION, BRAZORIA COUNTY | 2020 | MANUFACTURING (BRAZORIA) | 0 | GROUNDWATER DESALINATION; NEW MAJOR RESERVOIR; OTHER SURFACE WATER
H | WUG INFRASTRUCTURE EXPANSION - MANUFACTURING, BRAZORIA COUNTY (BC) | 2020 | MANUFACTURING (BRAZORIA) | 0 | NEW MAJOR RESERVOIR
H | WUG INFRASTRUCTURE EXPANSION - MANUFACTURING, BRAZORIA COUNTY (SJB) | 2020 | MANUFACTURING (BRAZORIA) | 2195157 | NEW MAJOR RESERVOIR
G | GULF COAST DEVELOPMENT-BRAZOS COUNTY MANUFACTURING | 2020 | MANUFACTURING (BRAZOS) | 8932000 | NEW MAJOR RESERVOIR
G | SPARTA AQUIFER DEVELOPMENT-BURLESON COUNTY MANUFACTURING | 2020 | MANUFACTURING (BURLESON) | 932000 | NEW MAJOR RESERVOIR
M | CAMERON MANUFACTURING ACQUISITION OF WR FROM UNAFFILIATED CAMERON IRRIGATION | 2040 | MANUFACTURING (CAMERON) | 425000 | NEW MAJOR RESERVOIR
D | ADVANCED WATER CONSERVATION (MANUFACTURING CASS) | 2020 | MANUFACTURING (CASS) | 0 | OTHER SURFACE WATER
D | DRILL NEW WELLS (MANUFACTURING CASS, CARRIZO-WILCOX , CYPRESS) | 2020 | MANUFACTURING (CASS) | 894000 | OTHER SURFACE WATER
D | INCREASE EXISTING CONTRACT (MANUFACTURING CASS, SULPHUR) | 2060 | MANUFACTURING (CASS) | 0 | OTHER SURFACE WATER
H | INDUSTRIAL CONSERVATION, CHAMBERS COUNTY | 2020 | MANUFACTURING (CHAMBERS) | 0 | OTHER SURFACE WATER
H | WUG INFRASTRUCTURE EXPANSION (GROUNDWATER) - MANUFACTURING, CHAMBERS COUNTY (T) - PHASE 1 | 2030 | MANUFACTURING (CHAMBERS) | 1717197 | OTHER SURFACE WATER
H | WUG INFRASTRUCTURE EXPANSION (GROUNDWATER) - MANUFACTURING, CHAMBERS COUNTY (T) - PHASE 2 | 2050 | MANUFACTURING (CHAMBERS) | 1717197 | OTHER SURFACE WATER
H | WUG INFRASTRUCTURE EXPANSION (GROUNDWATER) - MANUFACTURING, CHAMBERS COUNTY (T) - PHASE 3 | 2070 | MANUFACTURING (CHAMBERS) | 1324405 | OTHER SURFACE WATER
C | COLLIN COUNTY MANUFACTURING - NEW WELL IN WOODBINE AQUIFER Q-72 | 2030 | MANUFACTURING (COLLIN) | 402800 | OTHER SURFACE WATER
C | DENTON COUNTY MANUFACTURING - NEW WELL IN WOODBINE AQUIFER Q-100 | 2020 | MANUFACTURING (DENTON) | 777700 | OTHER SURFACE WATER
K | EXPANSION OF GULF COAST AQUIFER SUPPLIES - FAYETTE COUNTY MANUFACTURING | 2020 | MANUFACTURING (FAYETTE) | 2279000 | OTHER SURFACE WATER
G | DOCKUM AQUIFER DEVELOPMENT- FISHER COUNTY MANUFACTURING | 2020 | MANUFACTURING (FISHER) | 10081000 | INDIRECT REUSE; OTHER SURFACE WATER
H | INDUSTRIAL CONSERVATION, FORT BEND COUNTY | 2020 | MANUFACTURING (FORT BEND) | 0 | OTHER SURFACE WATER
H | WUG INFRASTRUCTURE EXPANSION - MANUFACTURING (GCWA CUSTOMERS), FORT BEND COUNTY (B) | 2030 | MANUFACTURING (FORT BEND) | 8634738 | INDIRECT REUSE
H | WUG INFRASTRUCTURE EXPANSION - MANUFACTURING (GCWA CUSTOMERS), FORT BEND COUNTY (SJ) | 2020 | MANUFACTURING (FORT BEND) | 16692792 | INDIRECT REUSE
H | WUG INFRASTRUCTURE EXPANSION - MANUFACTURING (GCWA CUSTOMERS), FORT BEND COUNTY (SJB) | 2030 | MANUFACTURING (FORT BEND) | 11875167 | INDIRECT REUSE
H | INDUSTRIAL CONSERVATION, GALVESTON COUNTY | 2020 | MANUFACTURING (GALVESTON) | 0 | INDIRECT REUSE
K | EXPANSION OF ELLENBURGER-SAN SABA AQUIFER SUPPLIES - GILLESPIE COUNTY MANUFACTURING | 2020 | MANUFACTURING (GILLESPIE) | 3880000 | INDIRECT REUSE
H | INDUSTRIAL CONSERVATION, HARRIS COUNTY | 2020 | MANUFACTURING (HARRIS) | 0 | INDIRECT REUSE
D | ADVANCED WATER CONSERVATION (MANUFACTURING HARRISON, SABINE) | 2020 | MANUFACTURING (HARRISON) | 0 | INDIRECT REUSE
D | TOLEDO BEND INTAKE AND RAW WATER PIPELINE (MANUFACTURING HARRISON, SABINE) | 2020 | MANUFACTURING (HARRISON) | 498773000 | INDIRECT REUSE
M | HIDALGO MANUFACTURING ACQUISITION OF WR FROM IDS | 2020 | MANUFACTURING (HIDALGO) | 505000 | INDIRECT REUSE
I | JASP-MFG INFRASTRUCTURE | 2030 | MANUFACTURING (JASPER) | 33497000 | INDIRECT REUSE
I | JEFF-MFG INFRASTRUCTURE | 2020 | MANUFACTURING (JEFFERSON) | 312255000 | INDIRECT REUSE
F | DEVELOP ADDITIONAL EDWARDS-TRINITY PLATEAU AQUIFER SUPPLIES - KIMBLE COUNTY MANUFACTURING | 2020 | MANUFACTURING (KIMBLE) | 305000 | INDIRECT REUSE
D | ADVANCED WATER CONSERVATION (MANUFACTURING LAMAR, RED) | 2020 | MANUFACTURING (LAMAR) | 0 | INDIRECT REUSE
D | DRILL NEW WELLS (MANUFACTURING LAMAR, BLOSSOM, RED) | 2070 | MANUFACTURING (LAMAR) | 76000 | INDIRECT REUSE
H | INDUSTRIAL CONSERVATION, LEON COUNTY | 2020 | MANUFACTURING (LEON) | 0 | INDIRECT REUSE
H | WUG INFRASTRUCTURE EXPANSION (GROUNDWATER) - MANUFACTURING, LEON COUNTY (T) - PHASE 1 | 2030 | MANUFACTURING (LEON) | 1567843 | INDIRECT REUSE
H | WUG INFRASTRUCTURE EXPANSION (GROUNDWATER) - MANUFACTURING, LEON COUNTY (T) - PHASE 2 | 2050 | MANUFACTURING (LEON) | 1567843 | INDIRECT REUSE
H | WUG INFRASTRUCTURE EXPANSION (GROUNDWATER) - MANUFACTURING, LEON COUNTY (T) - PHASE 3 | 2070 | MANUFACTURING (LEON) | 1080966 | INDIRECT REUSE
H | INDUSTRIAL CONSERVATION, LIBERTY COUNTY | 2020 | MANUFACTURING (LIBERTY) | 0 | OTHER SURFACE WATER
H | WUG INFRASTRUCTURE EXPANSION (GROUNDWATER) - MANUFACTURING, LIBERTY COUNTY (N) | 2030 | MANUFACTURING (LIBERTY) | 1202685 | OTHER SURFACE WATER
H | WUG INFRASTRUCTURE EXPANSION (GROUNDWATER) - MANUFACTURING, LIBERTY COUNTY (SJ) | 2030 | MANUFACTURING (LIBERTY) | 1080966 | OTHER SURFACE WATER
H | WUG INFRASTRUCTURE EXPANSION (GROUNDWATER) - MANUFACTURING, LIBERTY COUNTY (T) - PHASE 1 | 2020 | MANUFACTURING (LIBERTY) | 1080966 | OTHER SURFACE WATER
H | WUG INFRASTRUCTURE EXPANSION (GROUNDWATER) - MANUFACTURING, LIBERTY COUNTY (T) - PHASE 2 | 2040 | MANUFACTURING (LIBERTY) | 1080966 | OTHER SURFACE WATER
H | INDUSTRIAL CONSERVATION, MADISON COUNTY | 2020 | MANUFACTURING (MADISON) | 0 | GROUNDWATER DESALINATION; INDIRECT REUSE; OTHER SURFACE WATER
H | WUG INFRASTRUCTURE EXPANSION (GROUNDWATER) - MANUFACTURING, MADISON COUNTY (T) | 2030 | MANUFACTURING (MADISON) | 1080966 | OTHER SURFACE WATER
F | VOLUNTARY TRANSFER (PURCHASE) - MARTIN COUNTY MANUFACTURING | 2020 | MANUFACTURING (MARTIN) | 14500 | OTHER SURFACE WATER
M | MAVERICK MANUFACTURING NEW GROUNDWATER SUPPLY | 2020 | MANUFACTURING (MAVERICK) | 538000 | OTHER SURFACE WATER
F | VOLUNTARY TRANSFER (PURCHASE) - MCCULLOCH COUNTY MANUFACTURING | 2020 | MANUFACTURING (MCCULLOCH) | 142000 | OTHER SURFACE WATER
H | INDUSTRIAL CONSERVATION, MONTGOMERY COUNTY | 2020 | MANUFACTURING (MONTGOMERY) | 0 | OTHER SURFACE WATER
H | WUG INFRASTRUCTURE EXPANSION - MANUFACTURING, MONTGOMERY COUNTY | 2070 | MANUFACTURING (MONTGOMERY) | 2254183 | OTHER SURFACE WATER
A | DEVELOP NEW WELL FIELD (OGALLALA AQUIFER) - MANUFACTURING MOORE COUNTY | 2050 | MANUFACTURING (MOORE) | 11244800 | OTHER SURFACE WATER
D | ADVANCED WATER CONSERVATION (MANUFACTURING MORRIS, CYPRESS) | 2020 | MANUFACTURING (MORRIS) | 0 | OTHER SURFACE WATER
I | ORAN-MFG | 2020 | MANUFACTURING (ORANGE) | 42621000 | OTHER SURFACE WATER
A | DEVELOP OGALLALA AQUIFER SUPPLIES - RANDALL COUNTY MANUFACTURING | 2020 | MANUFACTURING (RANDALL) | 746000 | OTHER SURFACE WATER
D | DRILL NEW WELLS (MANUFACTURING RED RIVER, TRINITY, SULPHUR) | 2040 | MANUFACTURING (RED RIVER) | 136000 | GROUNDWATER DESALINATION
I | RUSK-MFG - RUSK COUNTY REFINERY MANUFACTURING | 2020 | MANUFACTURING (RUSK) | 0 | OTHER SURFACE WATER
H | INDUSTRIAL CONSERVATION, SAN JACINTO COUNTY | 2050 | MANUFACTURING (SAN JACINTO) | 0 | INDIRECT REUSE; OTHER SURFACE WATER
I | SMTH-MFG-INFRASTRUCTURE | 2020 | MANUFACTURING (SMITH) | 7272000 | INDIRECT REUSE; OTHER SURFACE WATER
M | STARR MANUFACTURING ACQUISITION OF WR FROM UNAFFILIATED STARR IRRIGATION | 2050 | MANUFACTURING (STARR) | 2500 | INDIRECT REUSE; OTHER SURFACE WATER
D | ADVANCED WATER CONSERVATION (MANUFACTURING TITUS, CYPRESS) | 2020 | MANUFACTURING (TITUS) | 0 | INDIRECT REUSE; OTHER SURFACE WATER
D | DRILL NEW WELLS (MANUFACTURING TITUS, QUEEN, CYPRESS) | 2020 | MANUFACTURING (TITUS) | 113000 | INDIRECT REUSE; OTHER SURFACE WATER
D | INCREASE EXISTING CONTRACT (MANUFACTURING TITUS, CYPRESS) | 2020 | MANUFACTURING (TITUS) | 0 | INDIRECT REUSE; OTHER SURFACE WATER
D | DRILL NEW WELLS (MANUFACTURING UPSHUR, QUEEN, CYPRESS, 2020) | 2020 | MANUFACTURING (UPSHUR) | 2151000 | INDIRECT REUSE; OTHER SURFACE WATER
D | DRILL NEW WELLS (MANUFACTURING UPSHUR, QUEEN, CYPRESS, 2060) | 2060 | MANUFACTURING (UPSHUR) | 703000 | OTHER SURFACE WATER
D | DRILL NEW WELLS (MANUFACTURING VAN ZANDT, CARRIZO-WILCOX, NECHES, 2020) | 2020 | MANUFACTURING (VAN ZANDT) | 489000 | GROUNDWATER DESALINATION
D | DRILL NEW WELLS (MANUFACTURING VAN ZANDT, CARRIZO-WILCOX, NECHES, 2050) | 2050 | MANUFACTURING (VAN ZANDT) | 245000 | OTHER DIRECT REUSE
H | INDUSTRIAL CONSERVATION, WALKER COUNTY | 2020 | MANUFACTURING (WALKER) | 0 | CONJUNCTIVE USE; INDIRECT REUSE; NEW MAJOR RESERVOIR
H | INDUSTRIAL CONSERVATION, WALLER COUNTY | 2020 | MANUFACTURING (WALLER) | 0 | INDIRECT REUSE
H | WUG INFRASTRUCTURE EXPANSION (GROUNDWATER) - MANUFACTURING, WALLER COUNTY, BRAZOS | 2030 | MANUFACTURING (WALLER) | 1080966 | INDIRECT REUSE
G | GULF COAST DEVELOPMENT-WASHINGTON MININGMANUFACTURING | 2020 | MANUFACTURING (WASHINGTON) | 3380000 | CONJUNCTIVE USE
M | WILLACY MANUFACTURING ACQUISITION OF WR FROM UNAFFILIATED WILLACY IRRIGATION | 2020 | MANUFACTURING (WILLACY) | 5000 | OTHER DIRECT REUSE
C | WISE COUNTY MANUFACTURING - NEW WELLS IN TRINITY AQUIFER Q-205 | 2020 | MANUFACTURING (WISE) | 1636600 | CONJUNCTIVE USE
H | MUNICIPAL CONSERVATION, MANVEL | 2020 | MANVEL | 2029850 | GROUNDWATER DESALINATION
H | WUG INFRASTRUCTURE EXPANSION - MANVEL - PHASE 1 | 2030 | MANVEL | 20417139 | INDIRECT REUSE
H | WUG INFRASTRUCTURE EXPANSION - MANVEL - PHASE 2 | 2060 | MANVEL | 21911200 | CONJUNCTIVE USE; INDIRECT REUSE; OTHER SURFACE WATER
K | EXPANSION OF TRINITY AQUIFER SUPPLIES - MANVILLE WSC | 2050 | MANVILLE WSC | 5431000 | CONJUNCTIVE USE; INDIRECT REUSE; OTHER SURFACE WATER
K | MUNICIPAL CONSERVATION - MARBLE FALLS | 2020 | MARBLE FALLS | 221276 | CONJUNCTIVE USE; INDIRECT REUSE; OTHER SURFACE WATER
E | CITY OF MARFA - ADDITIONAL GROUNDWATER WELL | 2020 | MARFA | 1143000 | CONJUNCTIVE USE; INDIRECT REUSE; OTHER SURFACE WATER
C | CONSERVATION, WATER LOSS CONTROL - MARILEE SUD | 2020 | MARILEE SUD | 1000000 | CONJUNCTIVE USE; OTHER DIRECT REUSE; OTHER SURFACE WATER
G | BRUSHY CREEK RESERVOIR- MARLIN | 2020 | MARLIN | 20836000 | OTHER DIRECT REUSE
G | MUNICIPAL WATER CONSERVATION (URBAN) - MARLIN | 2020 | MARLIN | 2998000 | CONJUNCTIVE USE; OTHER SURFACE WATER
D | INCREASE EXISTING CONTRACT (MARSHALL, CYPRESS) | 2060 | MARSHALL | 4738000 | CONJUNCTIVE USE; OTHER SURFACE WATER
G | INTERCONNECT FROM WACO TO MART | 2020 | MART | 5617000 | OTHER SURFACE WATER
G | MUNICIPAL WATER CONSERVATION (SUBURBAN) - MART | 2030 | MART | 4000 | MUNICIPAL CONSERVATION
G | INTERCONNECT FROM WACO TO NORTH BOSQUE | 2030 | MART; NORTH BOSQUE WSC | 4406000 | MUNICIPAL CONSERVATION
D | DRILL NEW WELLS (MARTIN SPRINGS WSC, CARRIZO-WILCOX, SABINE, 2060) | 2060 | MARTIN SPRINGS WSC | 922000 | MUNICIPAL CONSERVATION
D | DRILL NEW WELLS (MARTIN SPRINGS WSC, CARRIZO-WILCOX, SABINE, 2070) | 2070 | MARTIN SPRINGS WSC | 922000 | MUNICIPAL CONSERVATION
F | ADDITIONAL TREATMENT - MASON | 2020 | MASON | 838000 | MUNICIPAL CONSERVATION
F | WATER AUDITS AND LEAK - MASON | 2020 | MASON | 1568400 | MUNICIPAL CONSERVATION
H | MUNICIPAL CONSERVATION, MASON CREEK UD | 2020 | MASON CREEK UD | 527340 | MUNICIPAL CONSERVATION
H | WATER LOSS REDUCTION, MASON CREEK UD | 2020 | MASON CREEK UD | 883020 | MUNICIPAL CONSERVATION
H | WUG INFRASTRUCTURE EXPANSION (GROUNDWATER) - MASON CREEK UD | 2030 | MASON CREEK UD | 2211914 | MUNICIPAL CONSERVATION
D | RENEW EXISTING CONTRACT (MAUD) | 2020 | MAUD | 0 | MUNICIPAL CONSERVATION
M | MAVERICK COUNTY WCID CONSERVATION | 2020 | MAVERICK COUNTY WCID #1 | 42874475 | MUNICIPAL CONSERVATION
C | CONSERVATION, WATER LOSS CONTROL - MAYPEARL | 2020 | MAYPEARL | 2030 | MUNICIPAL CONSERVATION
M | MCALLEN ACQUISITION OF WR FROM IDS | 2040 | MCALLEN | 1360000 | MUNICIPAL CONSERVATION
M | MCALLEN ADVANCED MUNICIPAL CONSERVATION | 2020 | MCALLEN | 0 | MUNICIPAL CONSERVATION
M | MCALLEN BGD PLANT | 2020 | MCALLEN | 31218000 | MUNICIPAL CONSERVATION
M | MCALLEN HCID NO. 1 RAW WATER LINE | 2020 | MCALLEN | 2532000 | MUNICIPAL CONSERVATION
M | MCALLEN NORTH WWTP POTABLE REUSE -PHASE I | 2040 | MCALLEN | 14145000 | MUNICIPAL CONSERVATION
M | MCALLEN NORTH WWTP POTABLE REUSE -PHASE II | 2050 | MCALLEN | 8888000 | MUNICIPAL CONSERVATION
M | MCALLEN SOUTH WWTP POTABLE REUSE - PHASE I | 2030 | MCALLEN | 20143000 | MUNICIPAL CONSERVATION
M | MCALLEN SOUTH WWTP POTABLE REUSE - PHASE II | 2040 | MCALLEN | 6232000 | MUNICIPAL CONSERVATION
M | MCALLEN SOUTH WWTP POTABLE REUSE - PHASE III | 2050 | MCALLEN | 9732000 | MUNICIPAL CONSERVATION
F | WATER AUDITS AND LEAK - MCCAMEY | 2020 | MCCAMEY | 1698600 | MUNICIPAL CONSERVATION
C | CONSERVATION, WATER LOSS CONTROL - MCKINNEY | 2020 | MCKINNEY | 2138094 | MUNICIPAL CONSERVATION
A | DEVELOP OGALLALA AQUIFER SUPPLIES - MCLEAN | 2020 | MCLEAN | 789400 | MUNICIPAL CONSERVATION
A | MUNICIPAL CONSERVATION - MCLEAN | 2020 | MCLEAN | 669900 | MUNICIPAL CONSERVATION
C | CONSERVATION, WATER LOSS CONTROL - MCLENDON-CHISHOLM | 2020 | MCLENDON-CHISHOLM | 11013 | MUNICIPAL CONSERVATION
K | MUNICIPAL CONSERVATION - MEADOWLAKES | 2020 | MEADOWLAKES | 64541 | MUNICIPAL CONSERVATION
H | MUNICIPAL CONSERVATION, MEADOWS PLACE | 2020 | MEADOWS PLACE | 180220 | MUNICIPAL CONSERVATION
H | WATER LOSS REDUCTION, MEADOWS PLACE | 2020 | MEADOWS PLACE | 605390 | MUNICIPAL CONSERVATION
C | CONSERVATION, WATER LOSS CONTROL - MELISSA | 2020 | MELISSA | 56132 | MUNICIPAL CONSERVATION
C | MELISSA - INCREASE DELIVERY INFRASTRUCTURE TO PURCHASE ADDITIONAL WATER FROM NTMWD Q-75 | 2020 | MELISSA | 2124324 | MUNICIPAL CONSERVATION
A | DEVELOP OGALLALA AQUIFER SUPPLIES - MEMPHIS | 2050 | MEMPHIS | 1183900 | MUNICIPAL CONSERVATION
A | MUNICIPAL CONSERVATION - MEMPHIS | 2020 | MEMPHIS | 470000 | MUNICIPAL CONSERVATION
C | CONSERVATION, WATER LOSS CONTROL - M-E-N WSC | 2020 | M-E-N WSC | 9629 | MUNICIPAL CONSERVATION
C | M E N WSC - UPSIZE LAKE HALBERT CONNECTION Q-166 | 2030 | M-E-N WSC | 2521800 | MUNICIPAL CONSERVATION
F | DEVELOP ADDITIONAL HICKORY AQUIFER SUPPLIES - MENARD | 2020 | MENARD | 6120000 | MUNICIPAL CONSERVATION
F | DIRECT NON-POTABLE REUSE FOR IRRIGATION OF CITY FARMS (TYPE I) - MENARD | 2020 | MENARD | 1288800 | MUNICIPAL CONSERVATION
F | WATER AUDITS AND LEAK - MENARD | 2020 | MENARD | 1183200 | MUNICIPAL CONSERVATION
M | MERCEDES ADVANCED MUNICIPAL CONSERVATION | 2040 | MERCEDES | 0 | MUNICIPAL CONSERVATION
M | MERCEDES WWTP POTABLE REUSE | 2030 | MERCEDES | 11722000 | MUNICIPAL CONSERVATION
C | CONSERVATION, WATER LOSS CONTROL - MESQUITE | 2020 | MESQUITE | 3173984 | MUNICIPAL CONSERVATION
A | MUNICIPAL CONSERVATION - MIAMI | 2020 | MIAMI | 373200 | MUNICIPAL CONSERVATION
F | ADDITIONAL T-BAR RANCH SUPPLIES WITH TREATMENT - MIDLAND | 2030 | MIDLAND | 52199000 | MUNICIPAL CONSERVATION
F | WEST TEXAS WATER PARTNERSHIP - MIDLAND | 2030 | MIDLAND | 26116800 | MUNICIPAL CONSERVATION
C | CONSERVATION, IRRIGATION RESTRICTION - MIDLOTHIAN | 2020 | MIDLOTHIAN | 7334 | MUNICIPAL CONSERVATION
C | CONSERVATION, WATER LOSS CONTROL - MIDLOTHIAN | 2020 | MIDLOTHIAN | 517036 | MUNICIPAL CONSERVATION
C | CONSERVATION, WATER WASTE PROHIBITION - MIDLOTHIAN | 2020 | MIDLOTHIAN | 7334 | MUNICIPAL CONSERVATION
C | MIDLOTHIAN - WATER TREATMENT PLANT EXPANSION 1 Q-13 | 2020 | MIDLOTHIAN | 17433000 | MUNICIPAL CONSERVATION
C | MIDLOTHIAN - WATER TREATMENT PLANT EXPANSION 2 Q-13 | 2040 | MIDLOTHIAN | 17433000 | MUNICIPAL CONSERVATION
C | MIDLOTHIAN - WATER TREATMENT PLANT EXPANSION 3 Q-13 | 2060 | MIDLOTHIAN | 17433000 | MUNICIPAL CONSERVATION
C | CONSERVATION, WATER LOSS CONTROL - MILFORD | 2020 | MILFORD | 4460 | MUNICIPAL CONSERVATION
M | MHWSC EXPAND EXISTING GW SUPPLY - CAMERON COUNTY | 2020 | MILITARY HIGHWAY WSC | 5373000 | MUNICIPAL CONSERVATION
M | MILITARY HIGHWAY WSC ACQUISITION OF WR FROM IDS | 2020 | MILITARY HIGHWAY WSC | 510000 | MUNICIPAL CONSERVATION
M | MILITARY HIGHWAY WSC ADVANCED MUNICIPAL CONSERVATION | 2040 | MILITARY HIGHWAY WSC | 0 | MUNICIPAL CONSERVATION
C | CONSERVATION, WATER LOSS CONTROL - MINERAL WELLS | 2020 | MINERAL WELLS | 13723 | MUNICIPAL CONSERVATION
G | MUNICIPAL WATER CONSERVATION (RURAL) - MINERAL WELLS | 2020 | MINERAL WELLS | 290000 | MUNICIPAL CONSERVATION
F | DIRECT NON-POTABLE REUSE WATER FROM CITY OF MIDLAND - ANDREWS COUNTY MINING | 2020 | MINING (ANDREWS) | 28197000 | MUNICIPAL CONSERVATION
F | MINING CONSERVATION - ANDREWS COUNTY | 2020 | MINING (ANDREWS) | 5540000 | MUNICIPAL CONSERVATION
I | ANGL-MIN-INFRASTRUCTURE | 2020 | MINING (ANGELINA) | 4005000 | MUNICIPAL CONSERVATION
B | MINING CONSERVATION - ARCHER | 2020 | MINING (ARCHER) | 1004000 | MUNICIPAL CONSERVATION
H | WUG INFRASTRUCTURE EXPANSION (GROUNDWATER) - MINING, AUSTIN COUNTY (C) | 2030 | MINING (AUSTIN) | 1080966 | MUNICIPAL CONSERVATION
H | WUG INFRASTRUCTURE EXPANSION (GROUNDWATER) - MINING, AUSTIN COUNTY (B) | 2030 | MINING (AUSTIN) | 1324405 | MUNICIPAL CONSERVATION
H | WUG INFRASTRUCTURE EXPANSION (GROUNDWATER) - MINING, AUSTIN COUNTY (BC) | 2030 | MINING (AUSTIN) | 1080966 | MUNICIPAL CONSERVATION
K | DEVELOPMENT OF NEW CARRIZO-WILCOX AQUIFER SUPPLIES - BASTROP COUNTY MINING | 2040 | MINING (BASTROP) | 3391000 | MUNICIPAL CONSERVATION
K | DEVELOPMENT OF NEW QUEEN CITY AQUIFER SUPPLIES - BASTROP COUNTY MINING | 2020 | MINING (BASTROP) | 2446000 | MUNICIPAL CONSERVATION
B | MINING CONSERVATION - BAYLOR | 2020 | MINING (BAYLOR) | 33000 | MUNICIPAL CONSERVATION
G | EDWARDS AQUIFER DEVELOPMENT-BELL COUNTY MINING | 2020 | MINING (BELL) | 13846000 | MUNICIPAL CONSERVATION
G | TRINITY AQUIFER DEVELOPMENT-BELL COUNTY MINING | 2020 | MINING (BELL) | 14731000 | MUNICIPAL CONSERVATION
F | MINING CONSERVATION - BORDEN COUNTY | 2020 | MINING (BORDEN) | 1300000 | MUNICIPAL CONSERVATION
H | WUG INFRASTRUCTURE EXPANSION - MINING, BRAZORIA COUNTY (B) | 2020 | MINING (BRAZORIA) | 7239977 | MUNICIPAL CONSERVATION
H | WUG INFRASTRUCTURE EXPANSION - MINING, BRAZORIA COUNTY (BC) | 2020 | MINING (BRAZORIA) | 8226091 | MUNICIPAL CONSERVATION
H | WUG INFRASTRUCTURE EXPANSION - MINING, BRAZORIA COUNTY (SJB) | 2020 | MINING (BRAZORIA) | 12434070 | MUNICIPAL CONSERVATION
F | MINING CONSERVATION - BROWN COUNTY | 2020 | MINING (BROWN) | 1340000 | MUNICIPAL CONSERVATION
G | SPARTA AQUIFER DEVELOPMENT-BURLESON COUNTY MINING | 2020 | MINING (BURLESON) | 5466000 | MUNICIPAL CONSERVATION
K | EXPANSION OF ELLENBURGER-SAN SABA AQUIFER SUPPLIES - BURNET COUNTY MINING | 2020 | MINING (BURNET) | 13418000 | MUNICIPAL CONSERVATION
K | EXPANSION OF HICKORY AQUIFER SUPPLIES - BURNET COUNTY MINING | 2030 | MINING (BURNET) | 13437000 | MUNICIPAL CONSERVATION
K | EXPANSION OF MARBLE FALLS AQUIFER SUPPLIES - BURNET COUNTY MINING | 2060 | MINING (BURNET) | 7257000 | MUNICIPAL CONSERVATION
G | TRINITY AQUIFER DEVELOPMENT CALLAHAN MINING | 2020 | MINING (CALLAHAN) | 1695000 | MUNICIPAL CONSERVATION
H | WUG INFRASTRUCTURE EXPANSION (GROUNDWATER) - MINING, CHAMBERS COUNTY (TSJ) | 2020 | MINING (CHAMBERS) | 1202685 | MUNICIPAL CONSERVATION
B | MINING CONSERVATION - CLAY | 2020 | MINING (CLAY) | 1635000 | MUNICIPAL CONSERVATION
F | DEVELOP ADDITIONAL EDWARDS-TRINITY PLATEAU AQUIFER SUPPLIES - COKE COUNTY MINING | 2020 | MINING (COKE) | 678000 | MUNICIPAL CONSERVATION
F | MINING CONSERVATION - COKE COUNTY | 2020 | MINING (COKE) | 680000 | MUNICIPAL CONSERVATION
F | DEVELOP ADDITIONAL HICKORY AQUIFER SUPPLIES - COLEMAN COUNTY MINING | 2020 | MINING (COLEMAN) | 814000 | MUNICIPAL CONSERVATION
F | MINING CONSERVATION - COLEMAN COUNTY | 2020 | MINING (COLEMAN) | 160000 | MUNICIPAL CONSERVATION
G | TRINITY AQUIFER DEVELOPMENT- COMANCHE COUNTY MINING | 2020 | MINING (COMANCHE) | 4475000 | MUNICIPAL CONSERVATION
F | DEVELOP ADDITIONAL HICKORY AQUIFER SUPPLIES - CONCHO COUNTY MINING | 2020 | MINING (CONCHO) | 1626000 | MUNICIPAL CONSERVATION
F | MINING CONSERVATION - CONCHO COUNTY | 2020 | MINING (CONCHO) | 680000 | MUNICIPAL CONSERVATION
G | TRINITY AQUIFER DEVELOPMENT- CORYELL COUNTY MINING | 2020 | MINING (CORYELL) | 20220000 | MUNICIPAL CONSERVATION
B | MINING CONSERVATION - COTTLE | 2020 | MINING (COTTLE) | 83000 | MUNICIPAL CONSERVATION
F | MINING CONSERVATION - CRANE COUNTY | 2020 | MINING (CRANE) | 1200000 | MUNICIPAL CONSERVATION
F | MINING CONSERVATION - CROCKETT COUNTY | 2020 | MINING (CROCKETT) | 2580000 | MUNICIPAL CONSERVATION
E | CUBERSON COUNTY - ADDITIONAL GROUNDWATER WELL - WEST TEXAS BOLSONS AQUIFER | 2020 | MINING (CULBERSON) | 675000 | MUNICIPAL CONSERVATION
E | CULBERSON COUNTY - ADDITIONAL GROUNDWATER WELLS - RUSTLER AQUIFER | 2020 | MINING (CULBERSON) | 608000 | MUNICIPAL CONSERVATION
L | LOCAL GULF COAST AQUIFER - DEWITT MINING | 2020 | MINING (DEWITT) | 113000 | MUNICIPAL CONSERVATION
G | TRINITY AQUIFER DEVELOPMENT- EASTLAND COUNTY MINING | 2020 | MINING (EASTLAND) | 8202000 | MUNICIPAL CONSERVATION
F | MINING CONSERVATION - ECTOR COUNTY | 2020 | MINING (ECTOR) | 3020000 | MUNICIPAL CONSERVATION
J | EDWARDS COUNTY MINING - ADDITIONAL GROUNDWATER WELLS | 2020 | MINING (EDWARDS) | 109000 | MUNICIPAL CONSERVATION
E | EL PASO COUNTY - MINING - ADDITIONAL GROUNDWATER WELLS | 2020 | MINING (EL PASO) | 969000 | MUNICIPAL CONSERVATION
K | EXPANSION OF GULF COAST AQUIFER SUPPLIES - FAYETTE COUNTY MINING | 2020 | MINING (FAYETTE) | 7520000 | MUNICIPAL CONSERVATION
K | EXPANSION OF SPARTA AQUIFER SUPPLIES - FAYETTE COUNTY MINING | 2020 | MINING (FAYETTE) | 753000 | MUNICIPAL CONSERVATION
G | DOCKUM AQUIFER DEVELOPMENT- FISHER COUNTY MINING | 2020 | MINING (FISHER) | 3035000 | MUNICIPAL CONSERVATION
B | MINING CONSERVATION - FOARD | 2020 | MINING (FOARD) | 25000 | MUNICIPAL CONSERVATION
H | WUG INFRASTRUCTURE EXPANSION - MINING, GALVESTON COUNTY (NT) | 2020 | MINING (GALVESTON) | 4869074 | MUNICIPAL CONSERVATION
H | WUG INFRASTRUCTURE EXPANSION - MINING, GALVESTON COUNTY (SJB) | 2020 | MINING (GALVESTON) | 7847058 | MUNICIPAL CONSERVATION
F | MINING CONSERVATION - GLASSCOCK COUNTY | 2020 | MINING (GLASSCOCK) | 4800000 | MUNICIPAL CONSERVATION
C | GRAYSON COUNTY MINING - NEW WELL IN TRINITY AQUIFER Q-138 | 2050 | MINING (GRAYSON) | 161000 | MUNICIPAL CONSERVATION
D | DRILL NEW WELLS (MINING GREGG, CARRIZO-WILCOX, CYPRESS) | 2020 | MINING (GREGG) | 377000 | MUNICIPAL CONSERVATION
D | DRILL NEW WELLS (MINING GREGG, CARRIZO-WILCOX, SABINE, 2020) | 2020 | MINING (GREGG) | 1045000 | MUNICIPAL CONSERVATION
D | DRILL NEW WELLS (MINING GREGG, CARRIZO-WILCOX, SABINE, 2030) | 2030 | MINING (GREGG) | 524000 | MUNICIPAL CONSERVATION
G | CARRIZO AQUIFER DEVELOPMENT-GRIMES COUNTY MINING | 2020 | MINING (GRIMES) | 5805000 | MUNICIPAL CONSERVATION
G | TRINITY AQUIFER DEVELOPMENT HAMILTON MINING | 2020 | MINING (HAMILTON) | 2734000 | MUNICIPAL CONSERVATION
B | MINING CONSERVATION - HARDEMAN | 2020 | MINING (HARDEMAN) | 42000 | MUNICIPAL CONSERVATION
H | WUG INFRASTRUCTURE EXPANSION - MINING, HARRIS COUNTY (SJ) | 2020 | MINING (HARRIS) | 2657274 | MUNICIPAL CONSERVATION
H | WUG INFRASTRUCTURE EXPANSION - MINING, HARRIS COUNTY (SJB) | 2020 | MINING (HARRIS) | 1938087 | MUNICIPAL CONSERVATION
H | WUG INFRASTRUCTURE EXPANSION - MINING, HARRIS COUNTY (TSJ) | 2020 | MINING (HARRIS) | 1921361 | MUNICIPAL CONSERVATION
D | DRILL NEW WELLS (MINING HARRISON, CARRIZO-WILCOX, CYPRESS, 2020) | 2020 | MINING (HARRISON) | 526000 | MUNICIPAL CONSERVATION
D | DRILL NEW WELLS (MINING HARRISON, CARRIZO-WILCOX, CYPRESS, 2030) | 2030 | MINING (HARRISON) | 526000 | MUNICIPAL CONSERVATION
D | DRILL NEW WELLS (MINING HARRISON, CARRIZO-WILCOX, CYPRESS, 2040) | 2040 | MINING (HARRISON) | 526000 | MUNICIPAL CONSERVATION
D | DRILL NEW WELLS (MINING HARRISON, CARRIZO-WILCOX, SABINE) | 2020 | MINING (HARRISON) | 5994000 | MUNICIPAL CONSERVATION
K | EXPANSION OF TRINITY AQUIFER SUPPLIES - HAYS COUNTY MINING | 2020 | MINING (HAYS) | 4652000 | MUNICIPAL CONSERVATION
G | WOODBINE AQUIFER DEVELOPMENT- HILL COUNTY MINING | 2020 | MINING (HILL) | 4684000 | MUNICIPAL CONSERVATION
G | TRINITY AQUIFER DEVELOPMENT- HOOD COUNTY MINING | 2020 | MINING (HOOD) | 6197000 | MUNICIPAL CONSERVATION
F | DEVELOP ADDITIONAL DOCKUM AQUIFER SUPPLIES - HOWARD COUNTY MINING | 2020 | MINING (HOWARD) | 989000 | MUNICIPAL CONSERVATION
F | DEVELOP ADDITIONAL OGALLALA AQUIFER SUPPLIES - HOWARD COUNTY MINING | 2020 | MINING (HOWARD) | 127000 | MUNICIPAL CONSERVATION
F | MINING CONSERVATION - HOWARD COUNTY | 2020 | MINING (HOWARD) | 3840000 | MUNICIPAL CONSERVATION
E | HUDSPETH MINING - ADDITIONAL GROUNDWATER WELL | 2020 | MINING (HUDSPETH) | 449000 | MUNICIPAL CONSERVATION
D | DRILL NEW WELLS (MINING HUNT, NACATOCH , SABINE) | 2020 | MINING (HUNT) | 254000 | MUNICIPAL CONSERVATION
F | DEVELOP ADDITIONAL DOCKUM AQUIFER SUPPLIES - IRION COUNTY MINING | 2020 | MINING (IRION) | 782000 | MUNICIPAL CONSERVATION
F | DEVELOP ADDITIONAL EDWARDS-TRINITY PLATEAU AQUIFER SUPPLIES - IRION COUNTY MINING | 2020 | MINING (IRION) | 2057000 | MUNICIPAL CONSERVATION
F | MINING CONSERVATION - IRION COUNTY | 2020 | MINING (IRION) | 4700000 | MUNICIPAL CONSERVATION
G | WOODBINE AQUIFER DEVELOPMENT- JOHNSON COUNTY MINING | 2020 | MINING (JOHNSON) | 4684000 | MUNICIPAL CONSERVATION
C | KAUFMAN COUNTY MINING - CONNECT TO AND PURCHASE WATER FROM NTMWD Q-156 | 2060 | MINING (KAUFMAN) | 4098000 | MUNICIPAL CONSERVATION
C | KAUFMAN COUNTY MINING - NEW WELLS IN TRINITY AQUIFER Q-216 | 2040 | MINING (KAUFMAN) | 484000 | MUNICIPAL CONSERVATION
J | KERR COUNTY MINING - ADDITIONAL GROUNDWATER WELL | 2020 | MINING (KERR) | 132000 | MUNICIPAL CONSERVATION
F | MINING CONSERVATION - KIMBLE COUNTY | 2020 | MINING (KIMBLE) | 20000 | MUNICIPAL CONSERVATION
B | MINING CONSERVATION - KING | 2020 | MINING (KING) | 789000 | MUNICIPAL CONSERVATION
G | BLAINE AQUIFER DEVELOPMENT- KNOX COUNTY MINING | 2020 | MINING (KNOX) | 223000 | MUNICIPAL CONSERVATION
G | TRINITY AQUIFER DEVELOPMENT- LAMPASAS COUNTY MINING | 2020 | MINING (LAMPASAS) | 2219000 | MUNICIPAL CONSERVATION
H | WUG INFRASTRUCTURE EXPANSION (GROUNDWATER) - MINING, LEON COUNTY (B) | 2030 | MINING (LEON) | 1080966 | CONJUNCTIVE USE; INDIRECT REUSE; OTHER SURFACE WATER
H | WUG INFRASTRUCTURE EXPANSION (GROUNDWATER) - MINING, LEON COUNTY (T) | 2030 | MINING (LEON) | 1080966 | CONJUNCTIVE USE; INDIRECT REUSE; OTHER SURFACE WATER
H | WUG INFRASTRUCTURE EXPANSION (GROUNDWATER) - MINING, LIBERTY COUNTY (N) | 2020 | MINING (LIBERTY) | 1080966 | CONJUNCTIVE USE; INDIRECT REUSE; OTHER SURFACE WATER
H | WUG INFRASTRUCTURE EXPANSION (GROUNDWATER) - MINING, LIBERTY COUNTY (NT) | 2030 | MINING (LIBERTY) | 1080966 | CONJUNCTIVE USE; INDIRECT REUSE; OTHER SURFACE WATER
H | WUG INFRASTRUCTURE EXPANSION (GROUNDWATER) - MINING, LIBERTY COUNTY (SJ) | 2030 | MINING (LIBERTY) | 1080966 | OTHER SURFACE WATER
H | WUG INFRASTRUCTURE EXPANSION (GROUNDWATER) - MINING, LIBERTY COUNTY (T) - PHASE 1 | 2020 | MINING (LIBERTY) | 1567843 | GROUNDWATER WELLS AND OTHER
H | WUG INFRASTRUCTURE EXPANSION (GROUNDWATER) - MINING, LIBERTY COUNTY (T) - PHASE 2 | 2070 | MINING (LIBERTY) | 1080966 | GROUNDWATER WELLS AND OTHER
H | WUG INFRASTRUCTURE EXPANSION (GROUNDWATER) - MINING, LIBERTY COUNTY (TSJ) | 2030 | MINING (LIBERTY) | 1080966 | GROUNDWATER WELLS AND OTHER
G | CARRIZO (BRAZOS) DEVELOPMENT-LIMESTONE COUNTY MINING | 2020 | MINING (LIMESTONE) | 31546000 | CONJUNCTIVE USE
G | CARRIZO (TRINITY) DEVELOPMENT-LIMESTONE COUNTY MINING | 2020 | MINING (LIMESTONE) | 5871000 | CONJUNCTIVE USE
F | MINING CONSERVATION - LOVING COUNTY | 2020 | MINING (LOVING) | 1480000 | GROUNDWATER WELLS AND OTHER
H | WUG INFRASTRUCTURE EXPANSION (GROUNDWATER) - MINING, MADISON COUNTY (B) | 2030 | MINING (MADISON) | 1080966 | GROUNDWATER WELLS AND OTHER
H | WUG INFRASTRUCTURE EXPANSION (GROUNDWATER) - MINING, MADISON COUNTY (T) | 2030 | MINING (MADISON) | 1866551 | GROUNDWATER WELLS AND OTHER
D | DRILL NEW WELLS (MINING MARION, QUEEN CITY, CYPRESS, 2020) | 2020 | MINING (MARION) | 1043000 | GROUNDWATER WELLS AND OTHER
D | DRILL NEW WELLS (MINING MARION, QUEEN CITY, CYPRESS, 2030) | 2030 | MINING (MARION) | 526000 | GROUNDWATER WELLS AND OTHER
F | DEVELOP ADDITIONAL DOCKUM AQUIFER SUPPLIES - MARTIN COUNTY MINING | 2020 | MINING (MARTIN) | 677000 | CONJUNCTIVE USE
F | DEVELOP ADDITIONAL EDWARDS-TRINITY PLATEAU AQUIFER SUPPLIES - MARTIN COUNTY MINING | 2020 | MINING (MARTIN) | 2356000 | GROUNDWATER WELLS AND OTHER
F | DIRECT NON-POTABLE REUSE WATER FROM CITY OF MIDLAND - MARTIN COUNTY MINING | 2020 | MINING (MARTIN) | 17827000 | GROUNDWATER WELLS AND OTHER
F | MINING CONSERVATION - MARTIN COUNTY | 2020 | MINING (MARTIN) | 4940000 | GROUNDWATER DESALINATION
F | MINING CONSERVATION - MASON COUNTY | 2020 | MINING (MASON) | 1440000 | GROUNDWATER WELLS AND OTHER
F | MINING CONSERVATION - MCCULLOCH COUNTY | 2020 | MINING (MCCULLOCH) | 12500000 | GROUNDWATER WELLS AND OTHER
G | BRAZOS RIVER ALLUVIUM DEVELOPMENT- MCLENNAN COUNTY MINING | 2020 | MINING (MCLENNAN) | 7185000 | GROUNDWATER DESALINATION
N | ADDITIONAL CARRIZO AQUIFER - MCMULLEN MINING | 2020 | MINING (MCMULLEN) | 783194 | CONJUNCTIVE USE
N | ADDITIONAL GULF COAST AQUIFER - MCMULLEN MINING | 2020 | MINING (MCMULLEN) | 195362 | CONJUNCTIVE USE
N | MCMULLEN COUNTY MINING MINOR AQUIFER DEVELOPMENT | 2020 | MINING (MCMULLEN) | 706444 | CONJUNCTIVE USE
F | MINING CONSERVATION - MENARD COUNTY | 2020 | MINING (MENARD) | 1520000 | CONJUNCTIVE USE
F | DIRECT NON-POTABLE REUSE WATER FROM CITY OF MIDLAND - MIDLAND COUNTY MINING | 2020 | MINING (MIDLAND) | 3349000 | CONJUNCTIVE USE
F | MINING CONSERVATION - MIDLAND COUNTY | 2020 | MINING (MIDLAND) | 5460000 | CONJUNCTIVE USE
F | DIRECT NON-POTABLE REUSE FOR SALES FROM COLORADO CITY (TYPE II) - MITCHELL COUNTY MINING | 2020 | MINING (MITCHELL) | 932000 | CONJUNCTIVE USE
F | MINING CONSERVATION - MITCHELL COUNTY | 2020 | MINING (MITCHELL) | 1040000 | CONJUNCTIVE USE
B | MINING CONSERVATION - MONTAGUE | 2020 | MINING (MONTAGUE) | 7553000 | CONJUNCTIVE USE
I | NACW-MIN-INFRASTRUCTURE | 2020 | MINING (NACOGDOCHES) | 12465000 | CONJUNCTIVE USE
G | EDWARDS AQUIFER DEVELOPMENT-NOLAN COUNTY MINING | 2020 | MINING (NOLAN) | 2448000 | CONJUNCTIVE USE
F | MINING CONSERVATION - PECOS COUNTY | 2020 | MINING (PECOS) | 1500000 | CONJUNCTIVE USE
F | MINING CONSERVATION - REAGAN COUNTY | 2020 | MINING (REAGAN) | 5900000 | CONJUNCTIVE USE
F | MINING CONSERVATION - REEVES COUNTY | 2020 | MINING (REEVES) | 3680000 | CONJUNCTIVE USE
F | DEVELOP OTHER AQUIFER SUPPLIES - RUNNELS COUNTY MINING | 2020 | MINING (RUNNELS) | 140000 | CONJUNCTIVE USE
F | MINING CONSERVATION - RUNNELS COUNTY | 2020 | MINING (RUNNELS) | 380000 | CONJUNCTIVE USE
I | RUSK-MIN | 2020 | MINING (RUSK) | 14158000 | CONJUNCTIVE USE
I | SAUG-MIN-INFRASTRUCTURE | 2020 | MINING (SAN AUGUSTINE) | 21064000 | CONJUNCTIVE USE
H | WUG INFRASTRUCTURE EXPANSION (GROUNDWATER) - MINING, SAN JACINTO COUNTY (T) | 2040 | MINING (SAN JACINTO) | 1080966 | CONJUNCTIVE USE
F | MINING CONSERVATION - SCHLEICHER COUNTY | 2020 | MINING (SCHLEICHER) | 1020000 | CONJUNCTIVE USE
F | DEVELOP LOCAL ALLUVIUM AQUIFER SUPPLIES - SCURRY COUNTY MINING | 2020 | MINING (SCURRY) | 140000 | GROUNDWATER WELLS AND OTHER
F | MINING CONSERVATION - SCURRY COUNTY | 2020 | MINING (SCURRY) | 680000 | CONJUNCTIVE USE
G | OTHER AQUIFER DEVELOPMENT-SHACKELFORD MINING | 2020 | MINING (SHACKELFORD) | 8095000 | GROUNDWATER WELLS AND OTHER
D | DRILL NEW WELLS (MINING SMITH, QUEEN, SABINE) | 2060 | MINING (SMITH) | 607000 | GROUNDWATER WELLS AND OTHER
I | SMTH-MIN-INFRASTRUCTURE | 2020 | MINING (SMITH) | 3103000 | CONJUNCTIVE USE
G | TRINITY AQUIFER DEVELOPMENT- SOMERVELL COUNTY MINING | 2020 | MINING (SOMERVELL) | 3502000 | CONJUNCTIVE USE
F | MINING CONSERVATION - STERLING COUNTY | 2020 | MINING (STERLING) | 1340000 | GROUNDWATER WELLS AND OTHER
G | BLAINE AQUIFER DEVELOPMENT- STONEWALL MINING | 2020 | MINING (STONEWALL) | 3434000 | GROUNDWATER WELLS AND OTHER
F | MINING CONSERVATION - SUTTON COUNTY | 2020 | MINING (SUTTON) | 1060000 | GROUNDWATER WELLS AND OTHER
G | OTHER AQUIFER DEVELOPMENT-THROCKMORTON MINING | 2020 | MINING (THROCKMORTON) | 2344000 | GROUNDWATER WELLS AND OTHER
F | MINING CONSERVATION - TOM GREEN COUNTY | 2020 | MINING (TOM GREEN) | 1620000 | GROUNDWATER WELLS AND OTHER
H | WUG INFRASTRUCTURE EXPANSION (GROUNDWATER) - MINING, TRINITY COUNTY (T) | 2020 | MINING (TRINITY) | 1080966 | GROUNDWATER WELLS AND OTHER
D | DRILL NEW WELLS (MINING UPSHUR, QUEEN , CYPRESS/SABINE, 2020) | 2020 | MINING (UPSHUR) | 2785000 | CONJUNCTIVE USE
D | DRILL NEW WELLS (MINING UPSHUR, QUEEN , CYPRESS/SABINE, 2030) | 2030 | MINING (UPSHUR) | 2785000 | CONJUNCTIVE USE
F | MINING CONSERVATION - UPTON COUNTY | 2020 | MINING (UPTON) | 5940000 | GROUNDWATER WELLS AND OTHER
J | VAL VERDE MINING - ADDITIONAL GROUNDWATER WELL | 2020 | MINING (VAL VERDE) | 235000 | GROUNDWATER WELLS AND OTHER
F | MINING CONSERVATION - WARD COUNTY | 2020 | MINING (WARD) | 1340000 | GROUNDWATER WELLS AND OTHER
G | GULF COAST DEVELOPMENT-WASHINGTON MINING | 2020 | MINING (WASHINGTON) | 6245000 | GROUNDWATER WELLS AND OTHER
B | MINING CONSERVATION - WICHITA | 2020 | MINING (WICHITA) | 133000 | GROUNDWATER WELLS AND OTHER
B | MINING CONSERVATION - WILBARGER | 2020 | MINING (WILBARGER) | 42000 | GROUNDWATER WELLS AND OTHER
F | MINING CONSERVATION - WINKLER COUNTY | 2020 | MINING (WINKLER) | 1640000 | GROUNDWATER WELLS AND OTHER
G | OTHER AQUIFER DEVELOPMENT-YOUNG MINING | 2020 | MINING (YOUNG) | 3089000 | GROUNDWATER WELLS AND OTHER
M | MISSION ACQUISITION OF WR FROM IDS | 2030 | MISSION | 1020000 | GROUNDWATER WELLS AND OTHER
M | MISSION ADVANCED MUNICIPAL CONSERVATION | 2020 | MISSION | 0 | GROUNDWATER WELLS AND OTHER
M | MISSION BGD PLANT | 2020 | MISSION | 31914000 | GROUNDWATER WELLS AND OTHER
M | MISSION WWTP POTABLE REUSE - PHASE I | 2020 | MISSION | 32565000 | GROUNDWATER WELLS AND OTHER
M | MISSION WWTP POTABLE REUSE - PHASE II | 2050 | MISSION | 2763000 | GROUNDWATER WELLS AND OTHER
H | MISSOURI CITY GRP INFRASTRUCTURE | 2030 | MISSOURI CITY | 50959636 | CONJUNCTIVE USE
H | MUNICIPAL CONSERVATION, MISSOURI CITY | 2020 | MISSOURI CITY | 4468760 | GROUNDWATER WELLS AND OTHER
H | MUNICIPAL CONSERVATION, MONT BELVIEU | 2030 | MONT BELVIEU | 12460 | GROUNDWATER WELLS AND OTHER
H | WATER LOSS REDUCTION, MONT BELVIEU | 2020 | MONT BELVIEU | 5122750 | GROUNDWATER WELLS AND OTHER
H | WUG INFRASTRUCTURE EXPANSION (GROUNDWATER) - MONT BELVIEU - PHASE 1 | 2040 | MONT BELVIEU | 2534697 | GROUNDWATER WELLS AND OTHER
H | WUG INFRASTRUCTURE EXPANSION (GROUNDWATER) - MONT BELVIEU - PHASE 2 | 2060 | MONT BELVIEU | 4109144 | GROUNDWATER WELLS AND OTHER
H | MUNICIPAL CONSERVATION, MONTGOMERY | 2020 | MONTGOMERY | 516310 | GROUNDWATER WELLS AND OTHER
H | WUG INFRASTRUCTURE EXPANSION - MONTGOMERY | 2030 | MONTGOMERY | 16692792 | GROUNDWATER WELLS AND OTHER
H | MUNICIPAL CONSERVATION, MONTGOMERY COUNTY MUD #15 | 2020 | MONTGOMERY COUNTY MUD #15 | 236690 | GROUNDWATER WELLS AND OTHER
H | WUG INFRASTRUCTURE EXPANSION (GROUNDWATER) - MONTGOMERY COUNTY MUD #15 | 2030 | MONTGOMERY COUNTY MUD #15 | 2211914 | GROUNDWATER WELLS AND OTHER
H | MUNICIPAL CONSERVATION, MONTGOMERY COUNTY MUD #18 | 2020 | MONTGOMERY COUNTY MUD #18 | 675730 | GROUNDWATER WELLS AND OTHER
H | WUG INFRASTRUCTURE EXPANSION - MONTGOMERY COUNTY MUD #18 | 2070 | MONTGOMERY COUNTY MUD #18 | 7924776 | GROUNDWATER WELLS AND OTHER
H | MUNICIPAL CONSERVATION, MONTGOMERY COUNTY MUD #19 | 2020 | MONTGOMERY COUNTY MUD #19 | 84570 | GROUNDWATER WELLS AND OTHER
H | WATER LOSS REDUCTION, MONTGOMERY COUNTY MUD #19 | 2020 | MONTGOMERY COUNTY MUD #19 | 266580 | GROUNDWATER WELLS AND OTHER
H | WUG INFRASTRUCTURE EXPANSION - MONTGOMERY COUNTY MUD #19 | 2030 | MONTGOMERY COUNTY MUD #19 | 1944980 | GROUNDWATER WELLS AND OTHER
H | MUNICIPAL CONSERVATION, MONTGOMERY COUNTY MUD #8 | 2020 | MONTGOMERY COUNTY MUD #8 | 187120 | GROUNDWATER WELLS AND OTHER
H | MONTGOMERY COUNTY MUDS #8 AND #9 REUSE | 2020 | MONTGOMERY COUNTY MUD #8; MONTGOMERY COUNTY MUD #9 | 15351774 | GROUNDWATER WELLS AND OTHER
H | MUNICIPAL CONSERVATION, MONTGOMERY COUNTY MUD #83 | 2020 | MONTGOMERY COUNTY MUD #83 | 101300 | GROUNDWATER WELLS AND OTHER
H | MUNICIPAL CONSERVATION, MONTGOMERY COUNTY MUD #89 | 2020 | MONTGOMERY COUNTY MUD #89 | 129140 | GROUNDWATER WELLS AND OTHER
H | WATER LOSS REDUCTION, MONTGOMERY COUNTY MUD #89 | 2020 | MONTGOMERY COUNTY MUD #89 | 405500 | CONJUNCTIVE USE
H | WUG INFRASTRUCTURE EXPANSION - MONTGOMERY COUNTY MUD #89 | 2030 | MONTGOMERY COUNTY MUD #89 | 2000421 | CONJUNCTIVE USE
H | MUNICIPAL CONSERVATION, MONTGOMERY COUNTY MUD #9 | 2020 | MONTGOMERY COUNTY MUD #9 | 215180 | CONJUNCTIVE USE
H | MUNICIPAL CONSERVATION, MONTGOMERY COUNTY MUD #94 | 2020 | MONTGOMERY COUNTY MUD #94 | 234070 | CONJUNCTIVE USE
H | WUG INFRASTRUCTURE EXPANSION (GROUNDWATER) - MONTGOMERY COUNTY MUD #94 | 2040 | MONTGOMERY COUNTY MUD #94 | 1446124 | CONJUNCTIVE USE
H | MUNICIPAL CONSERVATION, MONTGOMERY COUNTY UD #2 | 2020 | MONTGOMERY COUNTY UD #2 | 59620 | CONJUNCTIVE USE
H | MUNICIPAL CONSERVATION, MONTGOMERY COUNTY UD #3 | 2020 | MONTGOMERY COUNTY UD #3 | 121310 | CONJUNCTIVE USE
H | MUNICIPAL CONSERVATION, MONTGOMERY COUNTY UD #4 | 2020 | MONTGOMERY COUNTY UD #4 | 254590 | CONJUNCTIVE USE
H | MUNICIPAL CONSERVATION, MONTGOMERY COUNTY WCID #1 | 2020 | MONTGOMERY COUNTY WCID #1 | 99160 | GROUNDWATER WELLS AND OTHER
H | WATER LOSS REDUCTION, MONTGOMERY COUNTY WCID #1 | 2020 | MONTGOMERY COUNTY WCID #1 | 327730 | GROUNDWATER WELLS AND OTHER
O | COCHRAN COUNTY - MORTON WATER LOSS REDUCTION PHASE 1 | 2020 | MORTON | 5880017 | CONJUNCTIVE USE
O | COCHRAN COUNTY - MORTON WATER LOSS REDUCTION PHASE 2 | 2040 | MORTON | 5880017 | GROUNDWATER WELLS AND OTHER
P | MUNICIPAL CONSERVATION - MOULTON | 2020 | MOULTON | 20750 | GROUNDWATER WELLS AND OTHER
H | MUNICIPAL CONSERVATION, MOUNT HOUSTON ROAD MUD | 2020 | MOUNT HOUSTON ROAD MUD | 300890 | CONJUNCTIVE USE
H | WUG INFRASTRUCTURE EXPANSION (GROUNDWATER) - MOUNT HOUSTON ROAD MUD - PHASE 1 | 2030 | MOUNT HOUSTON ROAD MUD | 2009915 | GROUNDWATER WELLS AND OTHER
H | WUG INFRASTRUCTURE EXPANSION (GROUNDWATER) - MOUNT HOUSTON ROAD MUD - PHASE 2 | 2050 | MOUNT HOUSTON ROAD MUD | 1080966 | CONJUNCTIVE USE
C | CONSERVATION, WATER LOSS CONTROL - MOUNT ZION WSC | 2020 | MOUNT ZION WSC | 38667 | CONJUNCTIVE USE
L | LOCAL TRINITY AQUIFER - MOUNTAIN CITY | 2020 | MOUNTAIN CITY | 731000 | CONJUNCTIVE USE
C | CONSERVATION, WATER LOSS CONTROL - MOUNTAIN PEAK SUD | 2020 | MOUNTAIN PEAK SUD | 43492 | CONJUNCTIVE USE
C | MOUNTAIN PEAK SUD - NEW WELL IN WOODBINE AQUIFER Q-112 | 2020 | MOUNTAIN PEAK SUD | 1812605 | GROUNDWATER WELLS AND OTHER
C | CONSERVATION, WATER LOSS CONTROL - MOUNTAIN SPRING WSC | 2020 | MOUNTAIN SPRING WSC | 11183 | GROUNDWATER WELLS AND OTHER
C | CONSERVATION, WATER LOSS CONTROL - MUENSTER | 2020 | MUENSTER | 21182 | CONJUNCTIVE USE
C | MUENSTER - DEVELOP MUENSTER LAKE SUPPLY Q-85 | 2020 | MUENSTER | 8504000 | CONJUNCTIVE USE
O | BAILEY COUNTY - MULESHOE LOCAL GROUNDWATER DEVELOPMENT PHASE 1 | 2030 | MULESHOE | 1217000 | CONJUNCTIVE USE
O | BAILEY COUNTY - MULESHOE LOCAL GROUNDWATER DEVELOPMENT PHASE 2 | 2060 | MULESHOE | 1217000 | GROUNDWATER WELLS AND OTHER
G | CORYELL COUNTY OCR-BRA | 2030 | MULTI-COUNTY WSC | 42246000 | GROUNDWATER WELLS AND OTHER
G | MUNICIPAL WATER CONSERVATION (RURAL) - MUNDAY | 2020 | MUNDAY | 154000 | GROUNDWATER WELLS AND OTHER
C | CONSERVATION, WATER LOSS CONTROL - MURPHY | 2020 | MURPHY | 209452 | CONJUNCTIVE USE
C | CONSERVATION, WATER WASTE PROHIBITION - MURPHY | 2020 | MURPHY | 7334 | CONJUNCTIVE USE
C | CONSERVATION, WATER LOSS CONTROL - MUSTANG SUD | 2020 | MUSTANG SUD | 186398 | GROUNDWATER WELLS AND OTHER
I | NACP-COL | 2040 | NACOGDOCHES | 35829000 | GROUNDWATER WELLS AND OTHER
D | RENEW EXISTING CONTRACT (NASH) | 2020 | NASH | 0 | CONJUNCTIVE USE
H | MUNICIPAL CONSERVATION, NASSAU BAY | 2020 | NASSAU BAY | 466590 | CONJUNCTIVE USE
H | WATER LOSS REDUCTION, NASSAU BAY | 2020 | NASSAU BAY | 772000 | CONJUNCTIVE USE
L | LOCAL LEONA GRAVEL AQUIFER - NATALIA | 2020 | NATALIA | 3418000 | CONJUNCTIVE USE
C | CONSERVATION, WATER LOSS CONTROL - NAVARRO MILLS WSC | 2020 | NAVARRO MILLS WSC | 10706 | NEW MAJOR RESERVOIR
C | NAVARRO MILLS WSC - NEW WELL IN WOODBINE AQUIFER Q-168 | 2050 | NAVARRO MILLS WSC | 1339500 | INDIRECT REUSE
G | MUNICIPAL WATER CONSERVATION (SUBURBAN) - NAVASOTA | 2020 | NAVASOTA | 936000 | OTHER SURFACE WATER
H | MUNICIPAL CONSERVATION, NEEDVILLE | 2020 | NEEDVILLE | 73770 | NEW MAJOR RESERVOIR
C | CONSERVATION, WATER LOSS CONTROL - NEVADA | 2020 | NEVADA | 1628 | INDIRECT REUSE; OTHER SURFACE WATER
D | RENEW EXISTING CONTRACT (NEW BOSTON) | 2020 | NEW BOSTON | 0 | INDIRECT REUSE
L | NEW BRAUNFELS UTILITIES - TRINITY DEVELOPMENT | 2030 | NEW BRAUNFELS | 18990000 | NEW MAJOR RESERVOIR
L | NEW BRAUNFELS UTILITIES ASR | 2020 | NEW BRAUNFELS | 26269000 | GROUNDWATER DESALINATION; NEW MAJOR RESERVOIR; OTHER SURFACE WATER
L | REUSE - NEW BRAUNFELS | 2020 | NEW BRAUNFELS | 67289580 | GROUNDWATER DESALINATION; NEW MAJOR RESERVOIR; OTHER SURFACE WATER
H | MUNICIPAL CONSERVATION, NEW CANEY MUD | 2020 | NEW CANEY MUD | 302150 | OTHER SURFACE WATER
H | WUG INFRASTRUCTURE EXPANSION (GROUNDWATER) - NEW CANEY MUD | 2050 | NEW CANEY MUD | 1791874 | INDIRECT REUSE
C | CONSERVATION, WATER LOSS CONTROL - NEW FAIRVIEW | 2020 | NEW FAIRVIEW | 2968 | INDIRECT REUSE
C | NEW FAIRVIEW - CONNECT TO AND PURCHASE WATER FROM RHOME Q-202 | 2030 | NEW FAIRVIEW | 3662000 | INDIRECT REUSE
C | CONSERVATION, WATER LOSS CONTROL - NEW HOPE | 2020 | NEW HOPE | 3332 | INDIRECT REUSE
C | CONSERVATION, WATER LOSS CONTROL - NEWARK | 2020 | NEWARK | 3978 | INDIRECT REUSE
C | NEWARK - CONNECT TO AND PURCHASE WATER FROM RHOME Q-203 | 2030 | NEWARK | 2548000 | INDIRECT REUSE
H | MUNICIPAL CONSERVATION, NEWPORT MUD | 2020 | NEWPORT MUD | 429450 | CONJUNCTIVE USE
H | WATER LOSS REDUCTION, NEWPORT MUD | 2020 | NEWPORT MUD | 705360 | CONJUNCTIVE USE
G | MUNICIPAL WATER CONSERVATION (SUBURBAN) - NOLANVILLE | 2020 | NOLANVILLE | 3943000 | OTHER SURFACE WATER
H | MUNICIPAL CONSERVATION, NORMANGEE | 2030 | NORMANGEE | 13960 | NEW MAJOR RESERVOIR
H | WATER LOSS REDUCTION, NORMANGEE | 2040 | NORMANGEE | 22210 | OTHER SURFACE WATER
M | NAWSC DELTA AREA RO WTP EXPANSION | 2020 | NORTH ALAMO WSC | 22709000 | OTHER SURFACE WATER
M | NAWSC EXPANSION OF DELTA WTP AND PURCHASE OF CONVERTED WATER RIGHTS - PHASE I | 2040 | NORTH ALAMO WSC | 28802000 | OTHER SURFACE WATER
M | NAWSC EXPANSION OF DELTA WTP AND PURCHASE OF CONVERTED WATER RIGHTS - PHASE II | 2050 | NORTH ALAMO WSC | 13702000 | OTHER SURFACE WATER
M | NAWSC EXPANSION OF WTP NO. 5 | 2020 | NORTH ALAMO WSC | 23794000 | GROUNDWATER DESALINATION; INDIRECT REUSE; OTHER SURFACE WATER
M | NAWSC LA SARA R.O. PLANT EXPANSION | 2070 | NORTH ALAMO WSC | 13260000 | GROUNDWATER DESALINATION; INDIRECT REUSE; OTHER SURFACE WATER
M | NORTH ALAMO WSC ADVANCED MUNICIPAL CONSERVATION | 2020 | NORTH ALAMO WSC | 0 | OTHER SURFACE WATER
H | MUNICIPAL CONSERVATION, NORTH BELT UD | 2020 | NORTH BELT UD | 153280 | CONJUNCTIVE USE
H | WUG INFRASTRUCTURE EXPANSION (GROUNDWATER) - NORTH BELT UD | 2030 | NORTH BELT UD | 1446124 | OTHER SURFACE WATER
G | MUNICIPAL WATER CONSERVATION (SUBURBAN) - NORTH BOSQUE WSC | 2020 | NORTH BOSQUE WSC | 1777000 | OTHER SURFACE WATER
G | MILLERS CREEK AUGMENTATION-NCTWA | 2020 | NORTH CENTRAL TEXAS MUNICIPAL WATER AUTHORITY | 74399000 | CONJUNCTIVE USE
H | MUNICIPAL CONSERVATION, NORTH CHANNEL WATER AUTHORITY | 2020 | NORTH CHANNEL WATER AUTHORITY | 4510390 | NEW MAJOR RESERVOIR
C | CONSERVATION, WATER LOSS CONTROL - NORTH COLLIN WSC | 2020 | NORTH COLLIN WSC | 17277 | OTHER SURFACE WATER
H | GRAND LAKES RECLAIMED WATER SYSTEM | 2020 | NORTH FORT BEND WATER AUTHORITY | 13148843 | CONJUNCTIVE USE
H | MUNICIPAL CONSERVATION, NORTH FORT BEND WATER AUTHORITY | 2020 | NORTH FORT BEND WATER AUTHORITY | 24492410 | CONJUNCTIVE USE
H | MUNICIPAL IRRIGATION REUSE DEVELOPMENT, NFBWA | 2030 | NORTH FORT BEND WATER AUTHORITY | 19989803 | CONJUNCTIVE USE
H | NFBWA GROUNDWATER REDUCTION PLAN | 2030 | NORTH FORT BEND WATER AUTHORITY | 0 | CONJUNCTIVE USE
H | NFBWA PHASE 2 DISTRIBUTION SEGMENTS | 2030 | NORTH FORT BEND WATER AUTHORITY | 65450062 | CONJUNCTIVE USE
H | WUG INFRASTRUCTURE EXPANSION - NFBWA DISTRICTS | 2030 | NORTH FORT BEND WATER AUTHORITY | 72301920 | CONJUNCTIVE USE
H | WHCRWA/NFBWA TRANSMISSION LINE | 2030 | NORTH FORT BEND WATER AUTHORITY; WEST HARRIS COUNTY REGIONAL WATER AUTHORITY | 642986052 | OTHER SURFACE WATER
H | MUNICIPAL CONSERVATION, NORTH GREEN MUD | 2020 | NORTH GREEN MUD | 206000 | CONJUNCTIVE USE
H | WATER LOSS REDUCTION, NORTH GREEN MUD | 2020 | NORTH GREEN MUD | 955540 | INDIRECT REUSE
H | WUG INFRASTRUCTURE EXPANSION (GROUNDWATER) - NORTH GREEN MUD | 2030 | NORTH GREEN MUD | 1567843 | INDIRECT REUSE
H | MUNICIPAL CONSERVATION, NHCRWA | 2020 | NORTH HARRIS COUNTY REGIONAL WATER AUTHORITY | 59468460 | NEW MAJOR RESERVOIR
H | MUNICIPAL IRRIGATION REUSE DEVELOPMENT, NHCRWA | 2030 | NORTH HARRIS COUNTY REGIONAL WATER AUTHORITY | 6067108 | OTHER SURFACE WATER
H | NHCRWA DISTRIBUTION EXPANSION - 2025 PHASE | 2030 | NORTH HARRIS COUNTY REGIONAL WATER AUTHORITY | 537692455 | INDIRECT REUSE
H | NHCRWA DISTRIBUTION EXPANSION - 2035 PHASE | 2040 | NORTH HARRIS COUNTY REGIONAL WATER AUTHORITY | 373353219 | INDIRECT REUSE
H | NHCRWA DISTRIBUTION EXPANSION - 2045 PHASE | 2050 | NORTH HARRIS COUNTY REGIONAL WATER AUTHORITY | 11503412 | INDIRECT REUSE
H | NHCRWA GROUNDWATER REDUCTION PLAN | 2030 | NORTH HARRIS COUNTY REGIONAL WATER AUTHORITY | 0 | NEW MAJOR RESERVOIR; OTHER SURFACE WATER
H | NHCRWA TRANSMISSION LINES | 2030 | NORTH HARRIS COUNTY REGIONAL WATER AUTHORITY | 155993406 | NEW MAJOR RESERVOIR; OTHER SURFACE WATER
H | WATER LOSS REDUCTION, NHCRWA | 2020 | NORTH HARRIS COUNTY REGIONAL WATER AUTHORITY | 132740570 | OTHER SURFACE WATER
H | WUG INFRASTRUCTURE EXPANSION - NHCRWA DISTRICTS 2025 | 2030 | NORTH HARRIS COUNTY REGIONAL WATER AUTHORITY | 106821318 | INDIRECT REUSE
H | WUG INFRASTRUCTURE EXPANSION - NHCRWA DISTRICTS 2035 | 2040 | NORTH HARRIS COUNTY REGIONAL WATER AUTHORITY | 83858688 | INDIRECT REUSE
C | CONSERVATION, WATER LOSS CONTROL - NORTH HUNT SUD | 2020 | NORTH HUNT SUD | 432 | OTHER SURFACE WATER
D | DELTA COUNTY PIPELINE (NORTH HUNT SUD, SULPHUR) | 2060 | NORTH HUNT SUD | 1774000 | OTHER SURFACE WATER
D | INCREASE EXISTING CONTRACT (NORTH HUNT SUD, SULPHUR) | 2030 | NORTH HUNT SUD | 0 | INDIRECT REUSE
C | CONSERVATION, WATER LOSS CONTROL - NORTH RICHLAND HILLS | 2020 | NORTH RICHLAND HILLS | 1781337 | INDIRECT REUSE
C | WATAUGA & N RICHLAND HILLS - INCREASE DELIVERY INFRASTRUCTURE TO PURCHASE ADDITIONAL WATER Q-199 | 2020 | NORTH RICHLAND HILLS | 9931000 | OTHER SURFACE WATER
C | NTMWD - ADDITIONAL LAKE TEXOMA BLEND WITH SULPHUR BASIN WATER Q-26 | 2060 | NORTH TEXAS MWD | 347596000 | OTHER SURFACE WATER
C | NTMWD - ADDITIONAL LAKE TEXOMA SUPPLY BLEND WITH LOWER BOIS D'ARC Q-25 | 2040 | NORTH TEXAS MWD | 174179000 | OTHER SURFACE WATER
C | NTMWD - ADDITIONAL MEASURES TO ACCESS FULL LAKE LAVON YIELD Q-21 | 2020 | NORTH TEXAS MWD | 20823000 | OTHER SURFACE WATER
C | NTMWD - DREDGE LAKE LAVON Q-20 | 2020 | NORTH TEXAS MWD | 1967000 | OTHER SURFACE WATER
C | NTMWD - LOWER BOIS D'ARC CREEK RESERVOIR SITE Q-23 | 2020 | NORTH TEXAS MWD | 625610000 | OTHER SURFACE WATER
C | NTMWD - MAIN STEM PUMP STATION Q-22 | 2020 | NORTH TEXAS MWD | 71743000 | OTHER SURFACE WATER
C | NTMWD - OKLAHOMA WATER Q-27 | 2070 | NORTH TEXAS MWD | 167541000 | INDIRECT REUSE; OTHER SURFACE WATER
C | NTMWD - REMOVAL OF CHAPMAN SILT BARRIER Q-19 | 2020 | NORTH TEXAS MWD | 1793000 | INDIRECT REUSE; OTHER SURFACE WATER
C | NTMWD - TOLEDO BEND Q-57 | 2060 | NORTH TEXAS MWD | 1248461000 | INDIRECT REUSE; OTHER SURFACE WATER
C | NTMWD TREATMENT & TREATED WATER DISTRIBUTION IMPROVEMENTS 2010-2020 Q-28 | 2020 | NORTH TEXAS MWD | 1015469000 | NEW MAJOR RESERVOIR
C | NTMWD TREATMENT & TREATED WATER DISTRIBUTION IMPROVEMENTS 2020-2030 Q-28 | 2030 | NORTH TEXAS MWD | 1099314000 | OTHER SURFACE WATER
C | NTMWD TREATMENT & TREATED WATER DISTRIBUTION IMPROVEMENTS 2030-2040 Q-28 | 2040 | NORTH TEXAS MWD | 663032000 | NEW MAJOR RESERVOIR
C | NTMWD TREATMENT & TREATED WATER DISTRIBUTION IMPROVEMENTS 2040-2050 Q-28 | 2050 | NORTH TEXAS MWD | 704883000 | OTHER SURFACE WATER
C | NTMWD TREATMENT & TREATED WATER DISTRIBUTION IMPROVEMENTS 2050-2060 Q-28 | 2060 | NORTH TEXAS MWD | 621467000 | CONJUNCTIVE USE
C | NTMWD TREATMENT & TREATED WATER DISTRIBUTION IMPROVEMENTS 2060-2070 Q-28 | 2070 | NORTH TEXAS MWD | 166833000 | INDIRECT REUSE
C | Q-150 FANNIN COUNTY WATER SUPPLY PROJECT | 2030 | NORTH TEXAS MWD | 45753900 | OTHER SURFACE WATER
C | SULPHUR BASIN SUPPLIES - TRWD, NTWMD, UTRWD Q-18 | 2050 | NORTH TEXAS MWD; TARRANT REGIONAL WD; UPPER TRINITY REGIONAL WD | 4516546000 | OTHER SURFACE WATER
C | CONSERVATION, WATER LOSS CONTROL - NORTHLAKE | 2020 | NORTHLAKE | 171715 | OTHER SURFACE WATER
H | MUNICIPAL CONSERVATION, NORTHWEST PARK MUD | 2020 | NORTHWEST PARK MUD | 1455250 | OTHER SURFACE WATER
H | WUG INFRASTRUCTURE EXPANSION (GROUNDWATER) - NORTHWEST PARK MUD | 2030 | NORTHWEST PARK MUD | 5130247 | GROUNDWATER WELLS AND OTHER; INDIRECT REUSE; OTHER SURFACE WATER
N | LOCAL BALANCING STORAGE - ROBSTOWN | 2020 | NUECES COUNTY WCID #3 | 8182000 | OTHER SURFACE WATER
C | CONSERVATION, WATER LOSS CONTROL - OAK GROVE | 2020 | OAK GROVE | 1272 | OTHER SURFACE WATER
C | CONSERVATION, WATER LOSS CONTROL - OAK LEAF | 2020 | OAK LEAF | 3857 | OTHER SURFACE WATER
C | CONSERVATION, WATER LOSS CONTROL - OAK POINT | 2020 | OAK POINT | 41117 | NEW MAJOR RESERVOIR
H | MUNICIPAL CONSERVATION, OAK RIDGE NORTH | 2020 | OAK RIDGE NORTH | 208910 | INDIRECT REUSE; OTHER SURFACE WATER
C | CONSERVATION, WATER LOSS CONTROL - OAKWOOD | 2020 | OAKWOOD | 108 | INDIRECT REUSE; OTHER SURFACE WATER
H | MUNICIPAL CONSERVATION, OAKWOOD | 2040 | OAKWOOD | 5890 | OTHER SURFACE WATER
F | RO TREATMENT OF EXISTING SUPPLIES - ODESSA | 2020 | ODESSA | 62309000 | GROUNDWATER DESALINATION
H | WATER LOSS REDUCTION, OLD RIVER-WINFREE | 2020 | OLD RIVER-WINFREE | 361100 | OTHER SURFACE WATER
H | WUG INFRASTRUCTURE EXPANSION (GROUNDWATER) - OLD RIVER-WINFREE - PHASE 1 | 2020 | OLD RIVER-WINFREE | 1080966 | OTHER SURFACE WATER
H | WUG INFRASTRUCTURE EXPANSION (GROUNDWATER) - OLD RIVER-WINFREE - PHASE 2 | 2070 | OLD RIVER-WINFREE | 1080966 | CONJUNCTIVE USE
M | OLMITO WSC ACQUISITION OF WR FROM IDS | 2020 | OLMITO WSC | 340000 | OTHER SURFACE WATER
M | OLMITO WSC ADVANCED MUNICIPAL CONSERVATION | 2020 | OLMITO WSC | 0 | INDIRECT REUSE; OTHER SURFACE WATER
H | WATER LOSS REDUCTION, ONALASKA | 2020 | ONALASKA | 1511450 | OTHER SURFACE WATER
I | OVER ENHANCED WATER LOSS CONTROL PROGRAM | 2040 | OVERTON | 2105000 | OTHER SURFACE WATER
C | CONSERVATION, WATER LOSS CONTROL - OVILLA | 2020 | OVILLA | 40424 | OTHER SURFACE WATER
C | OVILLA - INCREASE DELIVERY INFRASTRUCTURE TO PURCHASE ADDITIONAL WATER FROM DWU Q-92 | 2070 | OVILLA | 8136000 | NEW MAJOR RESERVOIR
H | MUNICIPAL CONSERVATION, OYSTER CREEK | 2020 | OYSTER CREEK | 129490 | GROUNDWATER WELLS AND OTHER
H | WATER LOSS REDUCTION, OYSTER CREEK | 2020 | OYSTER CREEK | 283260 | NEW MAJOR RESERVOIR
H | WUG INFRASTRUCTURE EXPANSION - OYSTER CREEK | 2020 | OYSTER CREEK | 1832010 | MUNICIPAL CONSERVATION
M | PALM VALLEY ADVANCED MUNICIPAL WATER CONSERVATION | 2020 | PALM VALLEY | 0 | OTHER SURFACE WATER
C | CONSERVATION, WATER LOSS CONTROL - PALMER | 2020 | PALMER | 30952 | OTHER SURFACE WATER
C | PALMER - INCREASE DELIVERY INFRASTRUCTURE TO PURCHASE ADDITIONAL WATER FROM ROCKETT SUD Q-113 | 2020 | PALMER | 6628000 | GROUNDWATER WELLS AND OTHER
M | PALMHURST ADVANCED MUNICIPAL CONSERVATION | 2020 | PALMHURST | 0 | OTHER SURFACE WATER
M | PALMVIEW ADVANCED MUNICIPAL CONSERVATION | 2040 | PALMVIEW | 0 | OTHER SURFACE WATER
G | TURKEY PEAK RESERVOIR | 2020 | PALO PINTO COUNTY MWD #1 | 71988000 | OTHER SURFACE WATER
C | CONSERVATION, WATER LOSS CONTROL - PALOMA CREEK | 2020 | PALOMA CREEK | 110011 | OTHER SURFACE WATER
A | DEVELOP OGALLALA AQUIFER SUPPLIES - PAMPA | 2030 | PAMPA | 8618100 | OTHER SURFACE WATER
A | DEVELOP OGALLALA AQUIFER SUPPLIES - PANHANDLE | 2020 | PANHANDLE | 3217800 | OTHER SURFACE WATER
A | MUNICIPAL CONSERVATION - PANHANDLE | 2020 | PANHANDLE | 1559800 | GROUNDWATER WELLS AND OTHER
H | MUNICIPAL CONSERVATION, PANORAMA VILLAGE | 2020 | PANORAMA VILLAGE | 227300 | OTHER SURFACE WATER
H | WUG INFRASTRUCTURE EXPANSION - PANORAMA VILLAGE | 2030 | PANORAMA VILLAGE | 6493814 | GROUNDWATER WELLS AND OTHER
H | PANORAMA AND SHENANDOAH GRP INFRASTRUCTURE | 2040 | PANORAMA VILLAGE; SHENANDOAH | 1619114 | NEW MAJOR RESERVOIR
C | CONSERVATION, WATER LOSS CONTROL - PANTEGO | 2020 | PANTEGO | 21919 | OTHER SURFACE WATER
C | PANTEGO - CONNECT TO AND PURCHASE WATER FROM ARLINGTON Q-192 | 2030 | PANTEGO | 778000 | OTHER SURFACE WATER
C | PANTEGO - CONNECT TO AND PURCHASE WATER FROM FORT WORTH Q-193 | 2030 | PANTEGO | 831000 | OTHER SURFACE WATER
C | CONSERVATION, WATER LOSS CONTROL - PARKER | 2020 | PARKER | 119273 | OTHER SURFACE WATER
C | PARKER - INCREASE PUMP STATION CAPACITY Q-76 | 2030 | PARKER | 1651000 | OTHER SURFACE WATER
C | CONSERVATION, WATER LOSS CONTROL - PARKER COUNTY SUD | 2020 | PARKER COUNTY SUD | 35633 | OTHER SURFACE WATER
C | PARKER COUNTY SUD - ADDITIONAL BRA WITH TREATMENT PLANT Q-13 | 2020 | PARKER COUNTY SUD | 6776000 | OTHER SURFACE WATER
C | PARKER COUNTY SUD - NEW WELLS IN TRINITY AQUIFER Q-172 | 2060 | PARKER COUNTY SUD | 3860000 | OTHER SURFACE WATER
G | WOODBINE AQUIFER DEVELOPMENT- PARKER WSC | 2060 | PARKER WSC | 1128000 | OTHER SURFACE WATER
H | MUNICIPAL CONSERVATION, PARKWAY UD | 2020 | PARKWAY UD | 224720 | OTHER SURFACE WATER
H | MUNICIPAL CONSERVATION, PASADENA | 2020 | PASADENA | 10100990 | OTHER SURFACE WATER
H | WATER LOSS REDUCTION, PASADENA | 2020 | PASADENA | 25787280 | NEW MAJOR RESERVOIR
H | MUNICIPAL CONSERVATION, PATTON VILLAGE | 2020 | PATTON VILLAGE | 63150 | GROUNDWATER WELLS AND OTHER
H | WATER LOSS REDUCTION, PATTON VILLAGE | 2020 | PATTON VILLAGE | 222200 | GROUNDWATER WELLS AND OTHER
H | WUG INFRASTRUCTURE EXPANSION (GROUNDWATER) - PATTON VILLAGE | 2030 | PATTON VILLAGE | 1080966 | OTHER SURFACE WATER
C | CONSERVATION, WATER LOSS CONTROL - PAYNE SPRINGS | 2020 | PAYNE SPRINGS | 2203 | GROUNDWATER WELLS AND OTHER; OTHER SURFACE WATER
C | PAYNE SPRINGS - NEW WELL IN CARRIZO-WILCOX AQUIFER Q-148 | 2020 | PAYNE SPRINGS | 892000 | GROUNDWATER WELLS AND OTHER
H | MUNICIPAL CONSERVATION, PEARLAND | 2020 | PEARLAND | 9506440 | OTHER SURFACE WATER
H | PEARLAND REUSE INFRASTRUCTURE | 2020 | PEARLAND | 5895808 | OTHER SURFACE WATER
H | PEARLAND SURFACE WATER TREATMENT PLANT DEVELOPMENT | 2030 | PEARLAND | 112947347 | OTHER SURFACE WATER
H | WATER LOSS REDUCTION, PEARLAND | 2020 | PEARLAND | 17157380 | OTHER SURFACE WATER
L | LOCAL CARRIZO AQUIFER - PEARSALL | 2070 | PEARSALL | 1047000 | MUNICIPAL CONSERVATION
H | MUNICIPAL CONSERVATION, PECAN GROVE MUD #1 | 2020 | PECAN GROVE MUD #1 | 462430 | MUNICIPAL CONSERVATION
H | WATER LOSS REDUCTION, PECAN GROVE MUD #1 | 2020 | PECAN GROVE MUD #1 | 605310 | GROUNDWATER WELLS AND OTHER
C | CONSERVATION, WATER LOSS CONTROL - PECAN HILL | 2020 | PECAN HILL | 2168 | OTHER SURFACE WATER
F | WATER AUDITS AND LEAK - PECOS | 2020 | PECOS | 6834400 | OTHER SURFACE WATER
F | DEVELOP EDWARDS-TRINITY PLATEAU AQUIFER SUPPLIES - PECOS COUNTY WCID #1 | 2020 | PECOS COUNTY WCID #1 | 2456000 | OTHER SURFACE WATER
C | CONSERVATION, WATER LOSS CONTROL - PELICAN BAY | 2020 | PELICAN BAY | 10113 | OTHER SURFACE WATER
C | PELICAN BAY - CONNECT TO AND PURCHASE WATER FROM AZLE (TRWD) Q-194 | 2030 | PELICAN BAY | 956000 | OTHER SURFACE WATER
M | PENITAS ADVANCED MUNICIPAL CONSERVATION | 2030 | PENITAS | 0 | OTHER SURFACE WATER
A | DEVELOP OGALLALA AQUIFER SUPPLIES - PERRYTON | 2020 | PERRYTON | 10584100 | OTHER SURFACE WATER
K | DIRECT REUSE - PFLUGERVILLE | 2020 | PFLUGERVILLE | 7959000 | OTHER SURFACE WATER
K | EXPANSION OF EDWARDS (BFZ) AQUIFER SUPPLIES - PFLUGERVILLE | 2040 | PFLUGERVILLE | 3729000 | OTHER SURFACE WATER
K | MUNICIPAL CONSERVATION - PFLUGERVILLE | 2020 | PFLUGERVILLE | 1701900 | OTHER SURFACE WATER
M | PHARR ADVANCED MUNICIPAL CONSERVATION | 2040 | PHARR | 0 | OTHER SURFACE WATER
M | PHARR RAW WATER RESERVOIR AUGMENTATION | 2020 | PHARR | 38422000 | GROUNDWATER WELLS AND OTHER
C | CONSERVATION, WATER LOSS CONTROL - PILOT POINT | 2020 | PILOT POINT | 37796 | OTHER SURFACE WATER
C | PILOT POINT - NEW WELL IN TRINITY AQUIFER Q-106 | 2020 | PILOT POINT | 865605 | OTHER SURFACE WATER
H | MUNICIPAL CONSERVATION, PINE ISLAND | 2030 | PINE ISLAND | 11330 | GROUNDWATER WELLS AND OTHER
H | WUG INFRASTRUCTURE EXPANSION (GROUNDWATER) - PINE ISLAND - PHASE 1 | 2020 | PINE ISLAND | 1080966 | MUNICIPAL CONSERVATION
H | WUG INFRASTRUCTURE EXPANSION (GROUNDWATER) - PINE ISLAND - PHASE 2 | 2070 | PINE ISLAND | 1080966 | GROUNDWATER WELLS AND OTHER
H | MUNICIPAL CONSERVATION, PINEY POINT VILLAGE | 2020 | PINEY POINT VILLAGE | 961580 | GROUNDWATER WELLS AND OTHER
O | YOAKUM COUNTY - PLAINS LOCAL GROUNDWATER DEVELOPMENT | 2020 | PLAINS | 4923000 | MUNICIPAL CONSERVATION
C | CONSERVATION, WATER LOSS CONTROL - PLANO | 2020 | PLANO | 1689481 | GROUNDWATER WELLS AND OTHER
H | MUNICIPAL CONSERVATION, PLANTATION MUD | 2020 | PLANTATION MUD | 88590 | MUNICIPAL CONSERVATION
H | WATER LOSS REDUCTION, PLANTATION MUD | 2020 | PLANTATION MUD | 544420 | GROUNDWATER WELLS AND OTHER
H | WUG INFRASTRUCTURE EXPANSION (GROUNDWATER) - PLANTATION MUD | 2030 | PLANTATION MUD | 1080966 | GROUNDWATER WELLS AND OTHER
H | MUNICIPAL CONSERVATION, PLEAK | 2020 | PLEAK | 45290 | GROUNDWATER WELLS AND OTHER
H | WATER LOSS REDUCTION, PLEAK | 2020 | PLEAK | 155550 | AQUIFER STORAGE AND RECOVERY; OTHER SURFACE WATER
H | WUG INFRASTRUCTURE EXPANSION (GROUNDWATER) - PLEAK | 2020 | PLEAK | 0 | GROUNDWATER WELLS AND OTHER
L | LOCAL TRINITY AQUIFER - PLUM CREEK WC | 2030 | PLUM CREEK WATER COMPANY | 1062000 | OTHER SURFACE WATER
H | WATER LOSS REDUCTION, PLUM GROVE | 2020 | PLUM GROVE | 622320 | AQUIFER STORAGE AND RECOVERY; OTHER SURFACE WATER
H | MUNICIPAL CONSERVATION, POINT AQUARIUS MUD | 2020 | POINT AQUARIUS MUD | 132900 | GROUNDWATER WELLS AND OTHER
H | WATER LOSS REDUCTION, POINT AQUARIUS MUD | 2020 | POINT AQUARIUS MUD | 433280 | MUNICIPAL CONSERVATION
H | WUG INFRASTRUCTURE EXPANSION (GROUNDWATER) - POINT AQUARIUS MUD | 2060 | POINT AQUARIUS MUD | 1080966 | GROUNDWATER WELLS AND OTHER
K | MUNICIPAL CONSERVATION - POINT VENTURE | 2020 | POINT VENTURE | 31028 | GROUNDWATER WELLS AND OTHER
L | LOCAL CARRIZO AQUIFER - POLONIA WSC | 2050 | POLONIA WSC | 1683000 | MUNICIPAL CONSERVATION
C | CONSERVATION, WATER LOSS CONTROL - PONDER | 2020 | PONDER | 21028 | OTHER DIRECT REUSE
I | PORT ENHANCED WATER LOSS CONTROL PROGRAM | 2020 | PORT ARTHUR | 50075000 | AQUIFER STORAGE AND RECOVERY
M | PORT ISABEL ADVANCED MUNICIPAL WATER CONSERVATION | 2020 | PORT ISABEL | 0 | GROUNDWATER WELLS AND OTHER
H | MUNICIPAL CONSERVATION, PORTER SUD | 2020 | PORTER SUD | 914990 | GROUNDWATER WELLS AND OTHER
H | PORTER SUD GRP INFRASTRUCTURE | 2020 | PORTER SUD | 22061536 | MUNICIPAL CONSERVATION
H | WATER LOSS REDUCTION, PORTER SUD | 2020 | PORTER SUD | 3183220 | GROUNDWATER WELLS AND OTHER
G | MUNICIPAL WATER CONSERVATION (RURAL) - POSSUM KINGDOM WSC | 2020 | POSSUM KINGDOM WSC | 1701000 | OTHER SURFACE WATER
C | CONSERVATION, WATER LOSS CONTROL - POST OAK BEND CITY | 2020 | POST OAK BEND CITY | 1726 | GROUNDWATER WELLS AND OTHER
C | CONSERVATION, WATER LOSS CONTROL - POTTSBORO | 2020 | POTTSBORO | 50227 | MUNICIPAL CONSERVATION
H | MUNICIPAL CONSERVATION, PRAIRIE VIEW | 2020 | PRAIRIE VIEW | 152640 | GROUNDWATER WELLS AND OTHER
E | CITY OF PRESIDIO - ADDITIONAL GROUNDWATER WELL | 2020 | PRESIDIO | 1861000 | OTHER SURFACE WATER
E | CITY OF PRESIDIO - WATER LOSS AUDIT AND MAIN-LINE REPAIR | 2020 | PRESIDIO | 2172000 | AQUIFER STORAGE AND RECOVERY
M | PRIMERA ADVANCED MUNICIPAL WATER CONSERVATION | 2040 | PRIMERA | 0 | MUNICIPAL CONSERVATION
M | PRIMERA NEW BGD PLANT | 2020 | PRIMERA | 14318000 | GROUNDWATER WELLS AND OTHER
C | CONSERVATION, WATER LOSS CONTROL - PRINCETON | 2020 | PRINCETON | 21181 | GROUNDWATER WELLS AND OTHER
M | PROGRESO ADVANCED MUNICIPAL CONSERVATION | 2040 | PROGRESO | 0 | MUNICIPAL CONSERVATION
C | CONSERVATION, WATER LOSS CONTROL - PROSPER | 2020 | PROSPER | 245098 | GROUNDWATER WELLS AND OTHER
C | PROSPER - INCREASE DELIVERY INFRASTRUCTURE TO PURCHASE ADDITIONAL WATER FROM NTMWD (PHASE I) Q-77 | 2030 | PROSPER | 1878004 | MUNICIPAL CONSERVATION
C | PROSPER - INCREASE DELIVERY INFRASTRUCTURE TO PURCHASE ADDITIONAL WATER FROM NTMWD (PHASE II) Q-78 | 2030 | PROSPER | 1908104 | GROUNDWATER WELLS AND OTHER
C | CONSERVATION, WATER LOSS CONTROL - PROVIDENCE VILLAGE WCID | 2020 | PROVIDENCE VILLAGE WCID | 31785 | GROUNDWATER WELLS AND OTHER
M | RANCHO VIEJO ADVANCED MUNICIPAL CONSERVATION | 2020 | RANCHO VIEJO | 0 | GROUNDWATER WELLS AND OTHER
G | MUNICIPAL WATER CONSERVATION (RURAL) - RANGER | 2020 | RANGER | 191000 | MUNICIPAL CONSERVATION
F | WATER AUDITS AND LEAK - RANKIN | 2020 | RANKIN | 876900 | GROUNDWATER WELLS AND OTHER
H | MUNICIPAL CONSERVATION, RAYFORD ROAD MUD | 2020 | RAYFORD ROAD MUD | 383700 | GROUNDWATER WELLS AND OTHER
M | RAYMONDVILLE ADVANCED MUNICIPAL CONSERVATION | 2040 | RAYMONDVILLE | 0 | GROUNDWATER WELLS AND OTHER
C | CONSERVATION, WATER LOSS CONTROL - RED OAK | 2020 | RED OAK | 63535 | GROUNDWATER WELLS AND OTHER
D | RENEW EXISTING CONTRACT (REDWATER) | 2020 | REDWATER | 0 | GROUNDWATER WELLS AND OTHER
C | CONSERVATION, WATER LOSS CONTROL - RENO | 2020 | RENO | 1404 | GROUNDWATER DESALINATION
C | CONSERVATION, WATER LOSS CONTROL - RHOME | 2020 | RHOME | 3921 | GROUNDWATER WELLS AND OTHER
C | CONSERVATION, WATER LOSS CONTROL - RICE | 2020 | RICE | 2533 | MUNICIPAL CONSERVATION
C | CONSERVATION, WATER LOSS CONTROL - RICE WSC | 2020 | RICE WSC | 28765 | GROUNDWATER WELLS AND OTHER
C | RICE WSC - INCREASE DELIVERY INFRASTRUCTURE TO PURCHASE ADDITIONAL WATER FROM CORSICANA Q-114 | 2040 | RICE WSC | 6983000 | GROUNDWATER WELLS AND OTHER
C | CONSERVATION, WATER LOSS CONTROL - RICHARDSON | 2020 | RICHARDSON | 792858 | MUNICIPAL CONSERVATION
C | CONSERVATION, WATER LOSS CONTROL - RICHLAND HILLS | 2020 | RICHLAND HILLS | 143796 | MUNICIPAL CONSERVATION
H | MUNICIPAL CONSERVATION, RICHMOND | 2020 | RICHMOND | 516390 | GROUNDWATER WELLS AND OTHER
H | RICHMOND GRP INFRASTUCTURE | 2030 | RICHMOND | 32167109 | MUNICIPAL CONSERVATION
H | MUNICIPAL CONSERVATION, RICHWOOD | 2020 | RICHWOOD | 193050 | NEW MAJOR RESERVOIR
H | WATER LOSS REDUCTION, RICHWOOD | 2020 | RICHWOOD | 438810 | OTHER STRATEGIES
H | WUG INFRASTRUCTURE EXPANSION - RICHWOOD | 2020 | RICHWOOD | 1938087 | AQUIFER STORAGE AND RECOVERY
M | RIO BRAVO ADVANCED MUNICIPAL CONSERVATION | 2060 | RIO BRAVO | 0 | AQUIFER STORAGE AND RECOVERY
M | RIO GRANDE CITY ADVANCED MUNICIPAL CONSERVATION | 2020 | RIO GRANDE CITY | 0 | NEW MAJOR RESERVOIR
M | RIO GRANDE CITY WATER METER REPLACEMENT | 2020 | RIO GRANDE CITY | 5059000 | AQUIFER STORAGE AND RECOVERY
M | RIO HONDO EMERGENCY INTERCONNECTS | 2020 | RIO HONDO | 1646000 | OTHER SURFACE WATER
G | WOODBINE AQUIFER DEVELOPMENT-RIO VISTA | 2020 | RIO VISTA | 753000 | OTHER DIRECT REUSE
M | RIO WSC ADVANCED MUNICIPAL CONSERVATION | 2040 | RIO WSC | 0 | INDIRECT REUSE
C | CONSERVATION, WATER LOSS CONTROL - RIVER OAKS | 2020 | RIVER OAKS | 100337 | OTHER SURFACE WATER
H | MUNICIPAL CONSERVATION, RIVER PLANTATION MUD | 2020 | RIVER PLANTATION MUD | 240070 | OTHER SURFACE WATER
H | WATER LOSS REDUCTION, RIVER PLANTATION MUD | 2020 | RIVER PLANTATION MUD | 338890 | OTHER DIRECT REUSE
H | WUG INFRASTRUCTURE EXPANSION - RIVER PLANTATION MUD | 2070 | RIVER PLANTATION MUD | 4295425 | OTHER STRATEGIES
H | WATER LOSS REDUCTION, RIVERSIDE | 2020 | RIVERSIDE | 183370 | MUNICIPAL CONSERVATION
C | CONSERVATION, IRRIGATION RESTRICTION - ROANOKE | 2020 | ROANOKE | 7334 | GROUNDWATER WELLS AND OTHER
C | CONSERVATION, WATER LOSS CONTROL - ROANOKE | 2020 | ROANOKE | 92645 | GROUNDWATER WELLS AND OTHER
G | EXPAND WTP(4MGD)-ROBINSON | 2020 | ROBINSON | 13153000 | GROUNDWATER WELLS AND OTHER
G | MUNICIPAL WATER CONSERVATION (SUBURBAN) - ROBINSON | 2020 | ROBINSON | 2607000 | GROUNDWATER WELLS AND OTHER
G | MUNICIPAL WATER CONSERVATION (RURAL) - ROBY | 2020 | ROBY | 58000 | GROUNDWATER WELLS AND OTHER
G | MUNICIPAL WATER CONSERVATION (RURAL) - ROCKDALE | 2020 | ROCKDALE | 859000 | GROUNDWATER WELLS AND OTHER
C | CONSERVATION, WATER LOSS CONTROL - ROCKETT SUD | 2020 | ROCKETT SUD | 500000 | GROUNDWATER WELLS AND OTHER
C | ROCKETT SUD - INCREASE DELIVERY INFRASTRUCTURE TO PURCHASE ADDITIONAL WATER FROM MIDLOTHIAN Q-115 | 2020 | ROCKETT SUD | 11874000 | OTHER DIRECT REUSE
C | ROCKETT SUD - WATER TREATMENT PLANT EXPANSION 1 Q-13 | 2020 | ROCKETT SUD | 25961000 | OTHER DIRECT REUSE
C | ROCKETT SUD - WATER TREATMENT PLANT EXPANSION 2 Q-13 | 2030 | ROCKETT SUD | 25961000 | OTHER DIRECT REUSE
C | ROCKETT SUD - WATER TREATMENT PLANT EXPANSION 3 Q-13 | 2050 | ROCKETT SUD | 25961000 | OTHER DIRECT REUSE
C | ROCKETT SUD - WATER TREATMENT PLANT EXPANSION 4 Q-13 | 2070 | ROCKETT SUD | 25961000 | OTHER DIRECT REUSE
J | CITY OF ROCKSPRINGS - ADDITIONAL GROUNDWATER WELL | 2020 | ROCKSPRINGS | 650000 | NEW MAJOR RESERVOIR
J | CITY OF ROCKSPRINGS - WATER LOSS AUDIT AND MAIN-LINE REPAIR | 2020 | ROCKSPRINGS | 129000 | GROUNDWATER WELLS AND OTHER
C | CONSERVATION, WATER LOSS CONTROL - ROCKWALL | 2020 | ROCKWALL | 409483 | GROUNDWATER WELLS AND OTHER
C | ROCKWALL - INCREASE DELIVERY INFRASTRUCTURE TO PURCHASE ADDITIONAL WATER FROM NTMWD Q-183 | 2030 | ROCKWALL | 22551000 | GROUNDWATER WELLS AND OTHER
K | MUNICIPAL CONSERVATION - ROLLINGWOOD | 2020 | ROLLINGWOOD | 36238 | GROUNDWATER WELLS AND OTHER
M | ROMA ADVANCED MUNICIPAL CONSERVATION | 2070 | ROMA | 0 | GROUNDWATER WELLS AND OTHER
M | ROMA WTP AND PURCHASE OF WATER RIGHTS | 2020 | ROMA | 45625000 | GROUNDWATER WELLS AND OTHER
H | MUNICIPAL CONSERVATION, ROMAN FOREST | 2020 | ROMAN FOREST | 133390 | GROUNDWATER WELLS AND OTHER
H | WATER LOSS REDUCTION, ROMAN FOREST | 2020 | ROMAN FOREST | 444390 | GROUNDWATER WELLS AND OTHER
H | WUG INFRASTRUCTURE EXPANSION (GROUNDWATER) - ROMAN FOREST | 2040 | ROMAN FOREST | 1446124 | GROUNDWATER WELLS AND OTHER
C | CONSERVATION, WATER LOSS CONTROL - ROSE HILL SUD | 2020 | ROSE HILL SUD | 22139 | GROUNDWATER WELLS AND OTHER
H | MUNICIPAL CONSERVATION, ROSENBERG | 2020 | ROSENBERG | 1217600 | GROUNDWATER WELLS AND OTHER
H | ROSENBERG GRP INFRASTUCTURE | 2030 | ROSENBERG | 12469012 | GROUNDWATER WELLS AND OTHER
G | ADDITIONAL ADVANCED CONSERVATION - ROUND ROCK | 2040 | ROUND ROCK | 33490000 | GROUNDWATER WELLS AND OTHER
G | MUNICIPAL WATER CONSERVATION (SUBURBAN) - ROUND ROCK | 2020 | ROUND ROCK | 2044000 | GROUNDWATER WELLS AND OTHER
K | MUNICIPAL CONSERVATION - ROUND ROCK | 2020 | ROUND ROCK | 36147 | GROUNDWATER WELLS AND OTHER
C | CONSERVATION, WATER LOSS CONTROL - ROWLETT | 2020 | ROWLETT | 1471425 | GROUNDWATER WELLS AND OTHER
C | ROWLETT - WATER SYSTEM IMPROVEMENTS Q-214 | 2020 | ROWLETT | 3519000 | GROUNDWATER WELLS AND OTHER
C | CONSERVATION, WATER LOSS CONTROL - ROYSE CITY | 2020 | ROYSE CITY | 26487 | GROUNDWATER WELLS AND OTHER
D | DRILL NEW WELLS (R-P-M WSC, CARRIZO-WILCOX, NECHES, 2020) | 2020 | R-P-M WSC | 959000 | GROUNDWATER WELLS AND OTHER
D | DRILL NEW WELLS (R-P-M WSC, CARRIZO-WILCOX, NECHES, 2030) | 2030 | R-P-M WSC | 959000 | GROUNDWATER WELLS AND OTHER
D | DRILL NEW WELLS (R-P-M WSC, CARRIZO-WILCOX, NECHES, 2050) | 2050 | R-P-M WSC | 959000 | GROUNDWATER WELLS AND OTHER
D | DRILL NEW WELLS (R-P-M WSC, CARRIZO-WILCOX, NECHES, 2060) | 2060 | R-P-M WSC | 959000 | GROUNDWATER WELLS AND OTHER
C | CONSERVATION, WATER LOSS CONTROL - RUNAWAY BAY | 2020 | RUNAWAY BAY | 6539 | GROUNDWATER WELLS AND OTHER
C | RUNAWAY BAY - INCREASE CAPACITY OF LAKE INTAKE Q-204 | 2070 | RUNAWAY BAY | 52500 | GROUNDWATER WELLS AND OTHER
C | RUNAWAY BAY - WATER TREATMENT PLANT EXPANSION Q-13 | 2070 | RUNAWAY BAY | 4078000 | GROUNDWATER WELLS AND OTHER
L | BRACKISH WILCOX GROUNDWATER FOR SS WSC | 2070 | S S WSC | 16864000 | GROUNDWATER WELLS AND OTHER
I | SRA-INF - PUMPSTATION FOR SRA | 2020 | SABINE RIVER AUTHORITY | 72832675 | GROUNDWATER WELLS AND OTHER
C | CONSERVATION, WATER LOSS CONTROL - SACHSE | 2020 | SACHSE | 516882 | IRRIGATION CONSERVATION
H | MUNICIPAL CONSERVATION, SAGEMEADOW UD | 2020 | SAGEMEADOW UD | 355080 | IRRIGATION CONSERVATION
H | WATER LOSS REDUCTION, SAGEMEADOW UD | 2020 | SAGEMEADOW UD | 599840 | IRRIGATION CONSERVATION
C | CONSERVATION, WATER LOSS CONTROL - SAGINAW | 2020 | SAGINAW | 1000000 | OTHER SURFACE WATER
G | MUNICIPAL WATER CONSERVATION (SUBURBAN) - SALADO WSC | 2020 | SALADO WSC | 4105000 | NEW MAJOR RESERVOIR
F | DESALINATION OF OTHER AQUIFER SUPPLIES IN TOM GREEN COUNTY - SAN ANGELO | 2050 | SAN ANGELO | 57967000 | MUNICIPAL CONSERVATION
F | DIRECT AND/OR INDIRECT REUSE FOR MUNICIPAL USE - SAN ANGELO | 2020 | SAN ANGELO | 150000000 | NEW MAJOR RESERVOIR
F | HICKORY WELL FIELD EXPANSION IN MCCULLOCH COUNTY - SAN ANGELO | 2020 | SAN ANGELO | 27104000 | GROUNDWATER WELLS AND OTHER
F | WEST TEXAS WATER PARTNERSHIP - SAN ANGELO | 2030 | SAN ANGELO | 39175200 | GROUNDWATER WELLS AND OTHER
L | BRACKISH WILCOX GROUNDWATER FOR SAWS | 2020 | SAN ANTONIO WATER SYSTEM | 53162000 | NEW MAJOR RESERVOIR
L | CPS DIRECT RECYCLE PIPELINE | 2020 | SAN ANTONIO WATER SYSTEM | 30000000 | NEW MAJOR RESERVOIR
L | EXPANDED BRACKISH WILCOX PROJECT - SAWS | 2020 | SAN ANTONIO WATER SYSTEM | 723175000 | NEW MAJOR RESERVOIR
L | EXPANDED LOCAL CARRIZO FOR SAWS | 2020 | SAN ANTONIO WATER SYSTEM | 19332000 | NEW MAJOR RESERVOIR
L | MEDINA LAKE OPTIMIZATION | 2020 | SAN ANTONIO WATER SYSTEM | 4100000 | NEW MAJOR RESERVOIR
L | RECYCLED WATER PROGRAM - SAWS | 2020 | SAN ANTONIO WATER SYSTEM | 170830000 | MUNICIPAL CONSERVATION
L | SAWS VISTA RIDGE INTEGRATION | 2020 | SAN ANTONIO WATER SYSTEM | 155000000 | MUNICIPAL CONSERVATION
L | SAWS WATER RESOURCES INTEGRATED PIPELINE | 2020 | SAN ANTONIO WATER SYSTEM | 205000000 | MUNICIPAL CONSERVATION
L | SEAWATER DESALINATION - SAWS | 2050 | SAN ANTONIO WATER SYSTEM | 1590590000 | MUNICIPAL CONSERVATION
L | VISTA RIDGE PROJECT - SAWS | 2020 | SAN ANTONIO WATER SYSTEM | 571958000 | MUNICIPAL CONSERVATION
M | SAN BENITO ADVANCED MUNICIPAL CONSERVATION | 2060 | SAN BENITO | 0 | MUNICIPAL CONSERVATION
M | SAN BENITO NEW BGD SUPPLY | 2020 | SAN BENITO | 2033000 | MUNICIPAL CONSERVATION
N | GULF COAST AQUIFER SUPPLIES - SAN DIEGO | 2030 | SAN DIEGO | 940000 | MUNICIPAL CONSERVATION
H | MUNICIPAL CONSERVATION, SAN FELIPE | 2030 | SAN FELIPE | 31180 | MUNICIPAL CONSERVATION
H | WUG INFRASTRUCTURE EXPANSION (GROUNDWATER) - SAN FELIPE - PHASE 1 | 2020 | SAN FELIPE | 1080966 | MUNICIPAL CONSERVATION
H | WUG INFRASTRUCTURE EXPANSION (GROUNDWATER) - SAN FELIPE - PHASE 2 | 2050 | SAN FELIPE | 1324405 | MUNICIPAL CONSERVATION
H | LAKE LIVINGSTON TO SJRA TRANSFER | 2050 | SAN JACINTO RIVER AUTHORITY | 166710892 | MUNICIPAL CONSERVATION
H | SJRA CATAHOULA AQUIFER SUPPLIES | 2020 | SAN JACINTO RIVER AUTHORITY | 10980367 | MUNICIPAL CONSERVATION
H | SJRA CONROE REUSE PROJECT | 2020 | SAN JACINTO RIVER AUTHORITY | 0 | MUNICIPAL CONSERVATION
H | SJRA GROUNDWATER REDUCTION PLAN - 2025 PHASE | 2030 | SAN JACINTO RIVER AUTHORITY | 73426045 | MUNICIPAL CONSERVATION
H | SJRA GROUNDWATER REDUCTION PLAN - 2035 PHASE | 2040 | SAN JACINTO RIVER AUTHORITY | 291557644 | MUNICIPAL CONSERVATION
H | SJRA GROUNDWATER REDUCTION PLAN - 2045 PHASE | 2050 | SAN JACINTO RIVER AUTHORITY | 178389686 | MUNICIPAL CONSERVATION
H | SJRA GROUNDWATER REDUCTION PLAN - 2055 PHASE | 2060 | SAN JACINTO RIVER AUTHORITY | 291557643 | MUNICIPAL CONSERVATION
H | NEW / EXPANDED CONTRACT WITH SJRA - BENDERS LANDING WATER SYSTEM | 2060 | SAN JACINTO RIVER AUTHORITY; BENDERS LANDING WATER SYSTEM | 0 | MUNICIPAL CONSERVATION
H | NEW / EXPANDED CONTRACT WITH SJRA - COUNTY-OTHER, MONTGOMERY COUNTY (SJ) | 2020 | SAN JACINTO RIVER AUTHORITY; COUNTY-OTHER (MONTGOMERY) | 0 | MUNICIPAL CONSERVATION
H | NEW / EXPANDED CONTRACT WITH SJRA - INDIGO LAKE WATER SYSTEM | 2070 | SAN JACINTO RIVER AUTHORITY; INDIGO LAKE WATER SYSTEM | 0 | MUNICIPAL CONSERVATION
H | NEW / EXPANDED CONTRACT WITH SJRA - MANUFACTURING, MONTGOMERY COUNTY (SJ) | 2070 | SAN JACINTO RIVER AUTHORITY; MANUFACTURING (MONTGOMERY) | 0 | MUNICIPAL CONSERVATION
H | NEW / EXPANDED CONTRACT WITH SJRA - MONTGOMERY | 2030 | SAN JACINTO RIVER AUTHORITY; MONTGOMERY | 0 | MUNICIPAL CONSERVATION
H | NEW / EXPANDED CONTRACT WITH SJRA - MONTGOMERY COUNTY MUD #18 | 2070 | SAN JACINTO RIVER AUTHORITY; MONTGOMERY COUNTY MUD #18 | 0 | MUNICIPAL CONSERVATION
H | NEW / EXPANDED CONTRACT WITH SJRA - PANORAMA VILLAGE | 2030 | SAN JACINTO RIVER AUTHORITY; PANORAMA VILLAGE | 0 | MUNICIPAL CONSERVATION
H | NEW / EXPANDED CONTRACT WITH SJRA - RIVER PLANTATION MUD | 2070 | SAN JACINTO RIVER AUTHORITY; RIVER PLANTATION MUD | 0 | MUNICIPAL CONSERVATION
H | NEW / EXPANDED CONTRACT WITH SJRA - SHENANDOAH | 2030 | SAN JACINTO RIVER AUTHORITY; SHENANDOAH | 0 | MUNICIPAL CONSERVATION
H | NEW / EXPANDED CONTRACT WITH SJRA - STAGECOACH | 2030 | SAN JACINTO RIVER AUTHORITY; STAGECOACH | 0 | MUNICIPAL CONSERVATION
H | NEW / EXPANDED CONTRACT WITH SJRA - STANLEY LAKE MUD | 2060 | SAN JACINTO RIVER AUTHORITY; STANLEY LAKE MUD | 0 | MUNICIPAL CONSERVATION
H | NEW / EXPANDED CONTRACT WITH SJRA - STEAM ELECTRIC POWER, MONTGOMERY COUNTY (SJ) | 2020 | SAN JACINTO RIVER AUTHORITY; STEAM ELECTRIC POWER (MONTGOMERY) | 0 | MUNICIPAL CONSERVATION
H | WATER LOSS REDUCTION, SAN JACINTO SUD | 2020 | SAN JACINTO SUD | 872300 | MUNICIPAL CONSERVATION
M | SAN JUAN ACQUISITION OF WR FROM IDS | 2020 | SAN JUAN | 340000 | MUNICIPAL CONSERVATION
M | SAN JUAN ADVANCED MUNICIPAL CONSERVATION | 2030 | SAN JUAN | 0 | MUNICIPAL CONSERVATION
M | SAN JUAN WTP NO. 1 EXPANSION | 2020 | SAN JUAN | 9561000 | MUNICIPAL CONSERVATION
H | MUNICIPAL CONSERVATION, SAN LEON MUD | 2020 | SAN LEON MUD | 55760 | MUNICIPAL CONSERVATION
H | WATER LOSS REDUCTION, SAN LEON MUD | 2020 | SAN LEON MUD | 488770 | MUNICIPAL CONSERVATION
L | REUSE - SAN MARCOS | 2020 | SAN MARCOS | 86664302 | MUNICIPAL CONSERVATION
N | PORTLAND REUSE PIPELINE | 2020 | SAN PATRICIO MWD | 21291600 | MUNICIPAL CONSERVATION
N | SPMWD INDUSTRIAL WTP IMPROVEMENTS | 2020 | SAN PATRICIO MWD | 58366000 | MUNICIPAL CONSERVATION
M | SAN PERLITA ADVANCED MUNICIPAL CONSERVATION | 2020 | SAN PERLITA | 0 | MUNICIPAL CONSERVATION
K | MUNICIPAL CONSERVATION - SAN SABA | 2020 | SAN SABA | 91823 | MUNICIPAL CONSERVATION
M | SAN YGNACIO MUD ADVANCED MUNICIPAL CONSERVATION | 2020 | SAN YGNACIO MUD | 0 | MUNICIPAL CONSERVATION
C | CONSERVATION, WATER LOSS CONTROL - SANGER | 2020 | SANGER | 28949 | MUNICIPAL CONSERVATION
C | CONSERVATION, WATER LOSS CONTROL - SANSOM PARK | 2020 | SANSOM PARK | 14529 | MUNICIPAL CONSERVATION
M | SANTA CRUZ ID CONSERVATION | 2020 | SANTA CRUZ IRRIGATION DISTRICT #15 | 4580179 | MUNICIPAL CONSERVATION
H | MUNICIPAL CONSERVATION, SANTA FE | 2020 | SANTA FE | 218050 | MUNICIPAL CONSERVATION
H | WATER LOSS REDUCTION, SANTA FE | 2020 | SANTA FE | 1710530 | MUNICIPAL CONSERVATION
H | WUG INFRASTRUCTURE EXPANSION - SANTA FE | 2020 | SANTA FE | 2167782 | MUNICIPAL CONSERVATION
M | SANTA ROSA ACQUISITION OF WR FROM IDS | 2030 | SANTA ROSA | 42500 | MUNICIPAL CONSERVATION
M | SANTA ROSA ADVANCED MUNICIPAL CONSERVATION | 2060 | SANTA ROSA | 0 | MUNICIPAL CONSERVATION
C | CONSERVATION, WATER LOSS CONTROL - SARDIS-LONE ELM WSC | 2020 | SARDIS-LONE ELM WSC | 126220 | MUNICIPAL CONSERVATION
C | SARDIS LONE-ELM - CONNECT TO AND PURCHASE WATER FROM MIDLOTHIAN Q-117 | 2020 | SARDIS-LONE ELM WSC | 255200 | NEW MAJOR RESERVOIR
C | SARDIS-LONE ELM WSC - INCREASE DELIVERY INFRASTRUCTURE TO PURCHASE ADDITIONAL WATER FROM ROCKE Q-118 | 2040 | SARDIS-LONE ELM WSC | 1992000 | NEW MAJOR RESERVOIR
C | CONSERVATION, WATER LOSS CONTROL - SAVOY | 2020 | SAVOY | 1433 | NEW MAJOR RESERVOIR
L | BRACKISH WILCOX GROUNDWATER FOR SSLGC | 2020 | SCHERTZ-SEGUIN LOCAL GOVERNMENT CORPORATION | 54133000 | NEW MAJOR RESERVOIR
L | REGIONAL CARRIZO FOR SSLGC PROJECT EXPANSION | 2020 | SCHERTZ-SEGUIN LOCAL GOVERNMENT CORPORATION | 54359000 | GROUNDWATER DESALINATION
K | MUNICIPAL CONSERVATION - SCHULENBURG | 2020 | SCHULENBURG | 78947 | GROUNDWATER DESALINATION
C | CONSERVATION, WATER LOSS CONTROL - SCURRY | 2020 | SCURRY | 864 | GROUNDWATER DESALINATION
H | MUNICIPAL CONSERVATION, SEABROOK | 2020 | SEABROOK | 809440 | GROUNDWATER DESALINATION
H | WATER LOSS REDUCTION, SEABROOK | 2020 | SEABROOK | 1349560 | GROUNDWATER WELLS AND OTHER
C | CONSERVATION, WATER LOSS CONTROL - SEAGOVILLE | 2020 | SEAGOVILLE | 76397 | OTHER DIRECT REUSE
O | GAINES COUNTY - SEAGRAVES LOCAL GROUNDWATER DEVELOPMENT | 2050 | SEAGRAVES | 617000 | DIRECT POTABLE REUSE; OTHER SURFACE WATER
H | MUNICIPAL CONSERVATION, SEALY | 2020 | SEALY | 176660 | GROUNDWATER WELLS AND OTHER
C | CONSERVATION, WATER LOSS CONTROL - SEIS LAGOS UD | 2020 | SEIS LAGOS UD | 150585 | GROUNDWATER DESALINATION
O | GAINES COUNTY - SEMINOLE GROUNDWATER DESALINATION | 2020 | SEMINOLE | 31572000 | GROUNDWATER WELLS AND OTHER
O | GAINES COUNTY - SEMINOLE LOCAL GROUNDWATER DEVELOPMENT | 2030 | SEMINOLE | 32754000 | GROUNDWATER WELLS AND OTHER
C | CONSERVATION, WATER LOSS CONTROL - SEVEN POINTS | 2020 | SEVEN POINTS | 8550 | NEW MAJOR RESERVOIR
K | MUNICIPAL CONSERVATION - SHADY HOLLOW MUD | 2020 | SHADY HOLLOW MUD | 106952 | NEW MAJOR RESERVOIR
C | CONSERVATION, WATER LOSS CONTROL - SHADY SHORES | 2020 | SHADY SHORES | 13964 | AQUIFER STORAGE AND RECOVERY; GROUNDWATER WELLS AND OTHER
O | LUBBOCK COUNTY - SHALLOWATER LOCAL GROUNDWATER DEVELOPMENT | 2030 | SHALLOWATER | 3583000 | GROUNDWATER WELLS AND OTHER
O | LUBBOCK COUNTY - SHALLOWATER WATER LOSS REDUCTION PHASE 1 | 2020 | SHALLOWATER | 2660008 | SEAWATER DESALINATION
O | LUBBOCK COUNTY - SHALLOWATER WATER LOSS REDUCTION PHASE 2 | 2040 | SHALLOWATER | 2660008 | OTHER SURFACE WATER
A | MUNICIPAL CONSERVATION - SHAMROCK | 2020 | SHAMROCK | 1301900 | GROUNDWATER WELLS AND OTHER
M | SHARYLAND WELL AND RO AT WTP 2 | 2020 | SHARYLAND WSC | 13253000 | GROUNDWATER WELLS AND OTHER
M | SHARYLAND WELL AND RO AT WTP 3 | 2020 | SHARYLAND WSC | 13253000 | GROUNDWATER WELLS AND OTHER
M | SHARYLAND WSC ADVANCED MUNICIPAL CONSERVATION | 2020 | SHARYLAND WSC | 0 | GROUNDWATER WELLS AND OTHER
H | MUNICIPAL CONSERVATION, SHENANDOAH | 2020 | SHENANDOAH | 619890 | GROUNDWATER WELLS AND OTHER
H | WATER LOSS REDUCTION, SHENANDOAH | 2020 | SHENANDOAH | 2071810 | GROUNDWATER WELLS AND OTHER
H | WUG INFRASTRUCTURE EXPANSION - SHENANDOAH | 2030 | SHENANDOAH | 8002495 | GROUNDWATER WELLS AND OTHER
H | WATER LOSS REDUCTION, SHEPHERD | 2020 | SHEPHERD | 1189020 | GROUNDWATER WELLS AND OTHER
C | CONSERVATION, WATER LOSS CONTROL - SHERMAN | 2020 | SHERMAN | 1044775 | GROUNDWATER WELLS AND OTHER
C | SHERMAN - DESALINATION WATER TREATMENT PLANT EXPANSION 1 Q-13 | 2020 | SHERMAN | 17328500 | GROUNDWATER WELLS AND OTHER
C | SHERMAN - DESALINATION WATER TREATMENT PLANT EXPANSION 2 Q-13 | 2070 | SHERMAN | 29478000 | GROUNDWATER WELLS AND OTHER
C | SHERMAN - NEW 10 MGD DESALINATION PLANT Q-12 | 2050 | SHERMAN | 34657000 | GROUNDWATER WELLS AND OTHER
P | MUNICIPAL CONSERVATION - SHINER | 2020 | SHINER | 50357 | GROUNDWATER WELLS AND OTHER
H | MUNICIPAL CONSERVATION, SHOREACRES | 2020 | SHOREACRES | 145210 | GROUNDWATER WELLS AND OTHER
H | MUNICIPAL CONSERVATION, SIENNA PLANTATION | 2020 | SIENNA PLANTATION | 1998460 | GROUNDWATER WELLS AND OTHER
H | WUG INFRASTRUCTURE EXPANSION - SIENNA PLANTATION (B) - PHASE 1 | 2040 | SIENNA PLANTATION | 2069409 | GROUNDWATER WELLS AND OTHER
H | WUG INFRASTRUCTURE EXPANSION - SIENNA PLANTATION (B) - PHASE 2 | 2060 | SIENNA PLANTATION | 2069409 | GROUNDWATER WELLS AND OTHER
H | WUG INFRASTRUCTURE EXPANSION - SIENNA PLANTATION (SJB) - PHASE 1 | 2040 | SIENNA PLANTATION | 2272237 | GROUNDWATER WELLS AND OTHER
H | WUG INFRASTRUCTURE EXPANSION - SIENNA PLANTATION (SJB) - PHASE 2 | 2060 | SIENNA PLANTATION | 2273906 | GROUNDWATER WELLS AND OTHER
O | BRISCOE COUNTY - SILVERTON LOCAL GROUNDWATER DEVELOPMENT | 2020 | SILVERTON | 5872000 | GROUNDWATER WELLS AND OTHER
H | MUNICIPAL CONSERVATION, SIMONTON | 2020 | SIMONTON | 41800 | GROUNDWATER WELLS AND OTHER
H | WATER LOSS REDUCTION, SIMONTON | 2020 | SIMONTON | 133290 | GROUNDWATER WELLS AND OTHER
K | DEVELOPMENT OF NEW QUEEN CITY AQUIFER SUPPLIES - SMITHVILLE | 2070 | SMITHVILLE | 2620000 | GROUNDWATER WELLS AND OTHER
K | MUNICIPAL CONSERVATION - SMITHVILLE | 2020 | SMITHVILLE | 109412 | GROUNDWATER WELLS AND OTHER
G | MUNICIPAL WATER CONSERVATION (RURAL) - SNOOK | 2020 | SNOOK | 378000 | GROUNDWATER WELLS AND OTHER
G | MUNICIPAL WATER CONSERVATION (SUBURBAN) - SOMERVILLE | 2020 | SOMERVILLE | 102000 | AQUIFER STORAGE AND RECOVERY
F | DIRECT NON-POTABLE REUSE FOR IRRIGATION OF INDUSTRIAL AND MUNICIPAL PARKS (TYPE I) - SONORA | 2020 | SONORA | 495800 | GROUNDWATER WELLS AND OTHER
F | WATER AUDITS AND LEAK - SONORA | 2020 | SONORA | 2486600 | AQUIFER STORAGE AND RECOVERY
C | CONSERVATION, WATER LOSS CONTROL - SOUTH GRAYSON WSC | 2020 | SOUTH GRAYSON WSC | 32462 | OTHER DIRECT REUSE
H | MUNICIPAL CONSERVATION, SOUTH HOUSTON | 2020 | SOUTH HOUSTON | 862200 | GROUNDWATER WELLS AND OTHER
H | WATER LOSS REDUCTION, SOUTH HOUSTON | 2020 | SOUTH HOUSTON | 4594760 | OTHER DIRECT REUSE
M | SOUTH PADRE ADVANCED MUNICIPAL CONSERVATION | 2020 | SOUTH PADRE ISLAND | 0 | OTHER DIRECT REUSE
H | MUNICIPAL CONSERVATION, SOUTHERN MONTGOMERY COUNTY MUD | 2020 | SOUTHERN MONTGOMERY COUNTY MUD | 300420 | OTHER DIRECT REUSE
C | CONSERVATION, WATER LOSS CONTROL - SOUTHLAKE | 2020 | SOUTHLAKE | 1698028 | OTHER DIRECT REUSE
C | SOUTHLAKE - INCREASE DELIVERY INFRASTRUCTURE TO PURCHASE ADDITIONAL WATER FROM FORT WORTH Q-195 | 2030 | SOUTHLAKE | 43035000 | GROUNDWATER WELLS AND OTHER
C | CONSERVATION, WATER LOSS CONTROL - SOUTHMAYD | 2020 | SOUTHMAYD | 5277 | GROUNDWATER WELLS AND OTHER
C | SOUTHMAYD - NEW WELLS IN WOODBINE AQUIFER Q-141 | 2070 | SOUTHMAYD | 1068000 | SEAWATER DESALINATION
H | MUNICIPAL CONSERVATION, SOUTHSIDE PLACE | 2020 | SOUTHSIDE PLACE | 128330 | GROUNDWATER WELLS AND OTHER
H | WATER LOSS REDUCTION, SOUTHSIDE PLACE | 2020 | SOUTHSIDE PLACE | 216640 | GROUNDWATER WELLS AND OTHER
C | CONSERVATION, WATER LOSS CONTROL - SOUTHWEST FANNIN COUNTY SUD | 2020 | SOUTHWEST FANNIN COUNTY SUD | 12165 | AQUIFER STORAGE AND RECOVERY
C | SOUTHWEST FANNIN CO SUD - NEW WELL IN WOODBINE AQUIFER Q-130 | 2030 | SOUTHWEST FANNIN COUNTY SUD | 2348823 | AQUIFER STORAGE AND RECOVERY
G | MUNICIPAL WATER CONSERVATION (RURAL) - SOUTHWEST MILAM WSC | 2020 | SOUTHWEST MILAM WSC | 137000 | NEW MAJOR RESERVOIR
A | DEVELOP OGALLALA AQUIFER SUPPLIES - SPEARMAN | 2050 | SPEARMAN | 3665600 | GROUNDWATER WELLS AND OTHER
H | MUNICIPAL CONSERVATION, SPLENDORA | 2020 | SPLENDORA | 91630 | OTHER SURFACE WATER
H | WATER LOSS REDUCTION, SPLENDORA | 2020 | SPLENDORA | 155560 | IRRIGATION CONSERVATION; MUNICIPAL CONSERVATION
H | MUNICIPAL CONSERVATION, SPRING CREEK UD | 2020 | SPRING CREEK UD | 255460 | OTHER SURFACE WATER
H | WUG INFRASTRUCTURE EXPANSION - SPRING CREEK UD | 2030 | SPRING CREEK UD | 2184231 | MUNICIPAL CONSERVATION
H | MUNICIPAL CONSERVATION, SPRING VALLEY | 2020 | SPRING VALLEY | 540370 | DIRECT POTABLE REUSE
H | WATER LOSS REDUCTION, SPRING VALLEY | 2020 | SPRING VALLEY | 572120 | DIRECT POTABLE REUSE
H | WUG INFRASTRUCTURE EXPANSION (GROUNDWATER) - SPRING VALLEY - PHASE 1 | 2030 | SPRING VALLEY | 2350250 | DIRECT POTABLE REUSE
H | WUG INFRASTRUCTURE EXPANSION (GROUNDWATER) - SPRING VALLEY - PHASE 2 | 2050 | SPRING VALLEY | 1080966 | DIRECT POTABLE REUSE
C | CONSERVATION, WATER LOSS CONTROL - SPRINGTOWN | 2020 | SPRINGTOWN | 6872 | OTHER SURFACE WATER
C | SPRINGTOWN - LAKE INTAKE MODIFICATIONS Q-175 | 2020 | SPRINGTOWN | 280200 | MUNICIPAL CONSERVATION
C | SPRINGTOWN - NEW WELL IN TRINITY AQUIFER Q-176 | 2020 | SPRINGTOWN | 998400 | GROUNDWATER DESALINATION
C | CONSERVATION, WATER LOSS CONTROL - ST. PAUL | 2020 | ST. PAUL | 8349 | GROUNDWATER WELLS AND OTHER
H | MUNICIPAL CONSERVATION, STAFFORD | 2020 | STAFFORD | 1102130 | MUNICIPAL CONSERVATION
H | MUNICIPAL CONSERVATION, STAGECOACH | 2030 | STAGECOACH | 35840 | IRRIGATION CONSERVATION; MUNICIPAL CONSERVATION; OTHER CONSERVATION
H | WATER LOSS REDUCTION, STAGECOACH | 2030 | STAGECOACH | 144510 | MUNICIPAL CONSERVATION
H | WUG INFRASTRUCTURE EXPANSION - STAGECOACH | 2030 | STAGECOACH | 6787364 | OTHER SURFACE WATER
G | MUNICIPAL WATER CONSERVATION (SUBURBAN) - STAMFORD | 2020 | STAMFORD | 1352000 | IRRIGATION CONSERVATION; MUNICIPAL CONSERVATION
H | MUNICIPAL CONSERVATION, STANLEY LAKE MUD | 2020 | STANLEY LAKE MUD | 342240 | OTHER DIRECT REUSE
H | WUG INFRASTRUCTURE EXPANSION - STANLEY LAKE MUD | 2060 | STANLEY LAKE MUD | 8157931 | OTHER SURFACE WATER
I | AND-SEP1 - PIPELINE FROM LAKE PALESTINE - CONTRACT WITH CITY OF PALESTINE | 2020 | STEAM ELECTRIC POWER (ANDERSON) | 44576000 | SEAWATER DESALINATION
I | CHER-SEP INFRASTRUCTURE | 2020 | STEAM ELECTRIC POWER (CHEROKEE) | 16735000 | SEAWATER DESALINATION
F | STEAM ELECTRIC POWER CONSERVATION - COKE COUNTY SEP | 2020 | STEAM ELECTRIC POWER (COKE) | 50490000 | DIRECT POTABLE REUSE
F | STEAM ELECTRIC POWER CONSERVATION - ECTOR COUNTY SEP | 2020 | STEAM ELECTRIC POWER (ECTOR) | 56090000 | DIRECT POTABLE REUSE
C | ELLIS COUNTY SEP - PURCHASE WATER FROM WAXAHACHIE Q-107 | 2040 | STEAM ELECTRIC POWER (ELLIS) | 15009000 | GROUNDWATER WELLS AND OTHER
C | FANNIN COUNTY SEP - CONNECT TO AND PURCHASE WATER FROM LAKE TEXOMA Q-128 | 2030 | STEAM ELECTRIC POWER (FANNIN) | 25026000 | IRRIGATION CONSERVATION; MUNICIPAL CONSERVATION; OTHER CONSERVATION
H | WUG INFRASTRUCTURE EXPANSION - STEAM ELECTRIC POWER, FORT BEND COUNTY (B) | 2060 | STEAM ELECTRIC POWER (FORT BEND); NRG | 15009606 | IRRIGATION CONSERVATION
G | CARRIZO AQUIFER DEVELOPMENT-GRIMES COUNTY STEAM-ELECTRIC | 2020 | STEAM ELECTRIC POWER (GRIMES) | 8182000 | IRRIGATION CONSERVATION; MUNICIPAL CONSERVATION; OTHER CONSERVATION
G | GIBBONS CREEK RESERVOIR-GRIMES SE | 2020 | STEAM ELECTRIC POWER (GRIMES) | 12979000 | IRRIGATION CONSERVATION
G | GULF COAST DEVELOPMENT-GRIMES COUNTY STEAM-ELECTRIC | 2020 | STEAM ELECTRIC POWER (GRIMES) | 22459000 | OTHER SURFACE WATER
H | WUG INFRASTRUCTURE EXPANSION - STEAM ELECTRIC POWER, HARRIS COUNTY (SJ) - PHASE 1 | 2030 | STEAM ELECTRIC POWER (HARRIS); NRG | 10446894 | MUNICIPAL CONSERVATION
H | WUG INFRASTRUCTURE EXPANSION - STEAM ELECTRIC POWER, HARRIS COUNTY (SJ) - PHASE 2 | 2060 | STEAM ELECTRIC POWER (HARRIS); NRG | 11235906 | OTHER SURFACE WATER
H | WUG INFRASTRUCTURE EXPANSION - STEAM ELECTRIC POWER, HARRIS COUNTY (SJB) | 2020 | STEAM ELECTRIC POWER (HARRIS); NRG | 2558644 | MUNICIPAL CONSERVATION
M | HIDALGO STEAM-ELEC. ADDITIONAL GROUNDWATER WELLS | 2020 | STEAM ELECTRIC POWER (HIDALGO) | 538000 | IRRIGATION CONSERVATION; MUNICIPAL CONSERVATION; OTHER CONSERVATION
M | HIDALGO STEAM-ELECTRIC ACQUISITION OF WR FROM IDS | 2020 | STEAM ELECTRIC POWER (HIDALGO) | 8295000 | OTHER SURFACE WATER
M | HIDALGO STEAM-ELECTRIC ACQUISITION OF WR FROM UNAFFILIATED CAMERON IRRIGATION | 2030 | STEAM ELECTRIC POWER (HIDALGO) | 2032500 | OTHER SURFACE WATER
D | ADVANCED WATER CONSERVATION (STEAM ELECTRIC POWER HUNT, SABINE) | 2020 | STEAM ELECTRIC POWER (HUNT) | 0 | MUNICIPAL CONSERVATION
I | JEFF-SEP INFRASTRUCTURE | 2020 | STEAM ELECTRIC POWER (JEFFERSON) | 54518000 | IRRIGATION CONSERVATION; MUNICIPAL CONSERVATION
D | INCREASE EXISTING CONTRACT (STEAM ELECTRIC LAMAR, RED) | 2030 | STEAM ELECTRIC POWER (LAMAR) | 0 | OTHER SURFACE WATER
H | WUG INFRASTRUCTURE EXPANSION (GROUNDWATER) - STEAM ELECTRIC POWER, MADISON COUNTY (T) - PHASE 1 | 2020 | STEAM ELECTRIC POWER (MADISON) | 1866551 | OTHER SURFACE WATER
H | WUG INFRASTRUCTURE EXPANSION (GROUNDWATER) - STEAM ELECTRIC POWER, MADISON COUNTY (T) - PHASE 2 | 2040 | STEAM ELECTRIC POWER (MADISON) | 1080966 | OTHER SURFACE WATER
H | WUG INFRASTRUCTURE EXPANSION (GROUNDWATER) - STEAM ELECTRIC POWER, MADISON COUNTY (T) - PHASE 3 | 2060 | STEAM ELECTRIC POWER (MADISON) | 1324405 | OTHER SURFACE WATER
K | ALTERNATE CANAL DELIVERY - STPNOC | 2020 | STEAM ELECTRIC POWER (MATAGORDA) | 7669000 | MUNICIPAL CONSERVATION
F | STEAM ELECTRIC POWER CONSERVATION - MITCHELL COUNTY SEP | 2020 | STEAM ELECTRIC POWER (MITCHELL) | 16830000 | GROUNDWATER WELLS AND OTHER
H | WUG INFRASTRUCTURE EXPANSION - STEAM ELECTRIC POWER, MONTGOMERY COUNTY | 2020 | STEAM ELECTRIC POWER (MONTGOMERY) | 0 | MUNICIPAL CONSERVATION
I | NACW-SEP1 - LAKE COLUMBIA INFRASTRUCTURE | 2030 | STEAM ELECTRIC POWER (NACOGDOCHES) | 25805000 | OTHER SURFACE WATER
I | NACW-SEP2 - NEW WELLS IN CARRIZO WILCOX | 2070 | STEAM ELECTRIC POWER (NACOGDOCHES) | 16021000 | MUNICIPAL CONSERVATION
C | NAVARRO COUNTY SEP - PURCHASE WATER FROM CORSICANA Q-167 | 2030 | STEAM ELECTRIC POWER (NAVARRO) | 16331000 | GROUNDWATER WELLS AND OTHER
I | NEWT-SEP INFRASTRUCTURE | 2020 | STEAM ELECTRIC POWER (NEWTON) | 38170000 | OTHER SURFACE WATER
I | ORAN-SEP | 2020 | STEAM ELECTRIC POWER (ORANGE) | 15847000 | MUNICIPAL CONSERVATION
I | RUSK-SEP INFRASTRUCTURE | 2050 | STEAM ELECTRIC POWER (RUSK) | 57718000 | OTHER DIRECT REUSE
G | BRA SYSTEM OPS INFRASTRUCTURE- SOMERVELL SE | 2020 | STEAM ELECTRIC POWER (SOMERVELL) | 128162000 | MUNICIPAL CONSERVATION
C | TARRANT COUNTY SEP - DIRECT REUSE Q-196 | 2030 | STEAM ELECTRIC POWER (TARRANT) | 13080000 | MUNICIPAL CONSERVATION
D | INCREASE EXISTING CONTRACT (STEAM ELECTRIC POWER TITUS, CYPRESS, NETMWD REALLOCATE HARRISON) | 2070 | STEAM ELECTRIC POWER (TITUS) | 0 | GROUNDWATER DESALINATION
D | INCREASE EXISTING CONTRACT (STEAM ELECTRIC POWER TITUS, CYPRESS, NETMWD REALLOCATE MARION) | 2070 | STEAM ELECTRIC POWER (TITUS) | 0 | MUNICIPAL CONSERVATION
D | INCREASE EXISTING CONTRACT (STEAM ELECTRIC POWER TITUS, CYPRESS, NETMWD, BOB SANDLIN) | 2030 | STEAM ELECTRIC POWER (TITUS) | 0 | OTHER SURFACE WATER
D | INCREASE EXISTING CONTRACT (STEAM ELECTRIC POWER TITUS, CYPRESS, NETMWD, LOTP) | 2040 | STEAM ELECTRIC POWER (TITUS) | 0 | MUNICIPAL CONSERVATION
D | INCREASE EXISTING CONTRACT (STEAM ELECTRIC POWER TITUS, CYPRESS, TITUS COUNTY FWD) | 2020 | STEAM ELECTRIC POWER (TITUS) | 0 | IRRIGATION CONSERVATION
F | DEVELOP PECOS VALLEY AQUIFER SUPPLIES - WARD COUNTY STEAM ELECTRIC POWER | 2020 | STEAM ELECTRIC POWER (WARD) | 2682000 | OTHER SURFACE WATER
K | DEVELOPMENT OF NEW GULF COAST AQUIFER SUPPLIES - WHARTON COUNTY STEAM-ELECTRIC | 2060 | STEAM ELECTRIC POWER (WHARTON) | 2237000 | MUNICIPAL CONSERVATION
B | ALTERNATIVE COOLING TECHNOLOGY - STEAM ELECTRIC POWER WILBARGER COUNTY | 2020 | STEAM ELECTRIC POWER (WILBARGER) | 89740000 | OTHER SURFACE WATER
A | DEVELOP OGALLALA AQUIFER SUPPLIES - STINNETT | 2050 | STINNETT | 908000 | MUNICIPAL CONSERVATION
A | MUNICIPAL CONSERVATION - STINNETT | 2020 | STINNETT | 1212200 | OTHER SURFACE WATER
A | MUNICIPAL CONSERVATION - STRATFORD | 2020 | STRATFORD | 1489900 | MUNICIPAL CONSERVATION
G | MUNICIPAL WATER CONSERVATION (RURAL) - STRAWN | 2020 | STRAWN | 91000 | IRRIGATION CONSERVATION; MUNICIPAL CONSERVATION; OTHER CONSERVATION
H | MUNICIPAL CONSERVATION, SUGAR LAND | 2020 | SUGAR LAND | 7681760 | DIRECT POTABLE REUSE
H | SUGAR LAND GRP | 2030 | SUGAR LAND | 0 | MUNICIPAL CONSERVATION
H | SUGAR LAND GRP - REUSE INFRASTRUCTURE | 2030 | SUGAR LAND | 59317522 | GROUNDWATER DESALINATION
H | SUGAR LAND SURFACE WATER TREATMENT EXPANSION | 2030 | SUGAR LAND | 75916240 | OTHER SURFACE WATER
H | SUGAR LAND TRANSMISSION EXPANSION | 2030 | SUGAR LAND | 13417202 | MUNICIPAL CONSERVATION
H | WATER LOSS REDUCTION, SUGAR LAND | 2020 | SUGAR LAND | 2188230 | IRRIGATION CONSERVATION; MUNICIPAL CONSERVATION; OTHER CONSERVATION
M | SULLIVAN CITY ADVANCED MUNICIPAL CONSERVATION | 2050 | SULLIVAN CITY | 0 | IRRIGATION CONSERVATION; MUNICIPAL CONSERVATION; OTHER CONSERVATION
H | MUNICIPAL CONSERVATION, SUNBELT FWSD | 2020 | SUNBELT FWSD | 776770 | IRRIGATION CONSERVATION
H | WATER LOSS REDUCTION, SUNBELT FWSD | 2020 | SUNBELT FWSD | 4778270 | IRRIGATION CONSERVATION; MUNICIPAL CONSERVATION; OTHER CONSERVATION
O | HOCKLEY COUNTY - SUNDOWN LOCAL GROUNDWATER DEVELOPMENT | 2070 | SUNDOWN | 690000 | IRRIGATION CONSERVATION; MUNICIPAL CONSERVATION
O | HOCKLEY COUNTY - SUNDOWN WATER LOSS REDUCTION PHASE 1 | 2020 | SUNDOWN | 1719166 | IRRIGATION CONSERVATION
O | HOCKLEY COUNTY - SUNDOWN WATER LOSS REDUCTION PHASE 2 | 2040 | SUNDOWN | 1719166 | IRRIGATION CONSERVATION; MUNICIPAL CONSERVATION; OTHER CONSERVATION
L | LOCAL CARRIZO AQUIFER - SUNKO WSC | 2070 | SUNKO WSC | 862000 | MUNICIPAL CONSERVATION
C | CONSERVATION, WATER LOSS CONTROL - SUNNYVALE | 2020 | SUNNYVALE | 169489 | IRRIGATION CONSERVATION; OTHER CONSERVATION
C | SUNNYVALE - INCREASE DELIVERY INFRASTRUCTURE TO PURCHASE ADDITIONAL WATER FROM NTMWD Q-93 | 2020 | SUNNYVALE | 22408000 | IRRIGATION CONSERVATION
A | DEVELOP OGALLALA AQUIFER SUPPLIES - SUNRAY | 2030 | SUNRAY | 3526100 | IRRIGATION CONSERVATION; MUNICIPAL CONSERVATION; OTHER CONSERVATION
A | MUNICIPAL CONSERVATION - SUNRAY | 2020 | SUNRAY | 1822300 | OTHER SURFACE WATER
K | DEVELOPMENT OF NEW TRINITY AQUIFER SUPPLIES - SUNSET VALLEY | 2040 | SUNSET VALLEY | 2228000 | OTHER SURFACE WATER
K | MUNICIPAL CONSERVATION - SUNSET VALLEY | 2020 | SUNSET VALLEY | 31520 | OTHER SURFACE WATER
H | MUNICIPAL CONSERVATION, SWEENY | 2020 | SWEENY | 256990 | MUNICIPAL CONSERVATION
H | WATER LOSS REDUCTION, SWEENY | 2020 | SWEENY | 572040 | GROUNDWATER WELLS AND OTHER
G | INTERCONNECT FROM ABILENE TO SWEETWATER | 2020 | SWEETWATER | 13036000 | OTHER SURFACE WATER
G | MUNICIPAL WATER CONSERVATION (RURAL) - SWEETWATER | 2020 | SWEETWATER | 162000 | IRRIGATION CONSERVATION; MUNICIPAL CONSERVATION
C | CONSERVATION, WATER LOSS CONTROL - TALTY | 2020 | TALTY | 3079 | GROUNDWATER WELLS AND OTHER
C | CONSERVATION, WATER LOSS CONTROL - TALTY WSC | 2020 | TALTY WSC | 27225 | OTHER SURFACE WATER
C | TRWD - CEDAR CREEK WETLANDS REUSE Q-49 | 2030 | TARRANT REGIONAL WD | 139078000 | OTHER SURFACE WATER
C | TRWD - LAKE TEHUACANA Q-50 | 2040 | TARRANT REGIONAL WD | 742730000 | GROUNDWATER WELLS AND OTHER
C | TRWD & DWU INTEGRATED PIPELINE Q-48 | 2030 | TARRANT REGIONAL WD; DALLAS | 2120666000 | MUNICIPAL CONSERVATION
G | MUNICIPAL WATER CONSERVATION (SUBURBAN) - TAYLOR | 2020 | TAYLOR | 295000 | IRRIGATION CONSERVATION; MUNICIPAL CONSERVATION; OTHER CONSERVATION
H | MUNICIPAL CONSERVATION, TAYLOR LAKE VILLAGE | 2020 | TAYLOR LAKE VILLAGE | 278080 | MUNICIPAL CONSERVATION
H | WATER LOSS REDUCTION, TAYLOR LAKE VILLAGE | 2020 | TAYLOR LAKE VILLAGE | 466490 | GROUNDWATER DESALINATION
A | DEVELOP OGALLALA AQUIFER SUPPLIES - TCW SUPPLY | 2020 | TCW SUPPLY INC | 3890200 | MUNICIPAL CONSERVATION
A | MUNICIPAL CONSERVATION - TCW SUPPLY | 2020 | TCW SUPPLY INC | 1346700 | MUNICIPAL CONSERVATION
C | CONSERVATION, WATER LOSS CONTROL - TEAGUE | 2020 | TEAGUE | 7053 | OTHER SURFACE WATER
C | TEAGUE - NEW WELLS IN CARRIZO-WILCOX AQUIFER Q-135 | 2050 | TEAGUE | 1145600 | MUNICIPAL CONSERVATION
G | MUNICIPAL WATER CONSERVATION (URBAN) - TEMPLE | 2020 | TEMPLE | 46987000 | GROUNDWATER DESALINATION
C | CONSERVATION, WATER LOSS CONTROL - TERRELL | 2020 | TERRELL | 132163 | DIRECT POTABLE REUSE
C | TERRELL - GROUND STORAGE TANK AND PUMP STATION EXPANSION AT WEST SIDE PUMP STATION Q-157 | 2020 | TERRELL | 3714000 | MUNICIPAL CONSERVATION
C | TERRELL - LINE TO FEED WHOLE CUSTOMER (KAUFMAN CO WCID) Q-158 | 2020 | TERRELL | 1569100 | MUNICIPAL CONSERVATION
C | TERRELL - LINE TO FEED WHOLESALE CUSTOMER (FAIRFIELD DEVELOPMENT EXTENSION) Q-160 | 2020 | TERRELL | 4418700 | MUNICIPAL CONSERVATION
C | TERRELL - LINE TO FEED WHOLESALE CUSTOMER (FAIRFIELD DEVELOPMENT) Q-159 | 2020 | TERRELL | 1514500 | GROUNDWATER DESALINATION
C | TERRELL - LINE TO FEED WHOLESALE CUSTOMERS (LAS LOMAS MUD AND KAUFMAN CO WCID) Q-161 | 2020 | TERRELL | 1395100 | IRRIGATION CONSERVATION; MUNICIPAL CONSERVATION; OTHER CONSERVATION
C | TERRELL - LINES ALONG I-20 TO COMPLETE LOOPING IN SOUTHERN SYSTEM FOR WHOLESALE CUSTOMERS Q-162 | 2020 | TERRELL | 5688500 | MUNICIPAL CONSERVATION
C | TERRELL - NEW DELIVERY POINT CONNECTION FROM NTMWD (WATERLINES, PUMP STATION, & GROUND STORAGE Q-163 | 2020 | TERRELL | 25559100 | GROUNDWATER WELLS AND OTHER
D | RENEW EXISTING CONTRACT (TEXAMERICAS CENTER) | 2020 | TEXAMERICAS CENTER | 0 | OTHER SURFACE WATER
D | DREDGE WRIGHT PATMAN (TEXARKANA) | 2050 | TEXARKANA | 205862000 | MUNICIPAL CONSERVATION
D | RIVERBEND STRATEGY (TEXARKANA) | 2020 | TEXARKANA | 117116000 | GROUNDWATER DESALINATION
G | MUNICIPAL WATER CONSERVATION (SUBURBAN) - TEXAS A & M UNIVERSITY | 2020 | TEXAS A &amp; M UNIVERSITY | 10498000 | OTHER SURFACE WATER
H | MUNICIPAL CONSERVATION, TEXAS CITY | 2020 | TEXAS CITY | 997730 | DIRECT POTABLE REUSE
H | WATER LOSS REDUCTION, TEXAS CITY | 2020 | TEXAS CITY | 7964350 | DIRECT POTABLE REUSE
L | TWA REGIONAL CARRIZO | 2020 | TEXAS WATER ALLIANCE | 279632000 | DIRECT POTABLE REUSE
L | TWA TRINITY AQUIFER DEVELOPMENT | 2030 | TEXAS WATER ALLIANCE | 26087000 | DIRECT POTABLE REUSE
A | DEVELOP OGALLALA AQUIFER SUPPLIES - TEXLINE | 2050 | TEXLINE | 1056000 | DIRECT POTABLE REUSE
A | MUNICIPAL CONSERVATION - TEXLINE | 2020 | TEXLINE | 464500 | MUNICIPAL CONSERVATION
C | CONSERVATION, WATER LOSS CONTROL - THE COLONY | 2020 | THE COLONY | 317769 | DIRECT POTABLE REUSE
H | MUNICIPAL CONSERVATION, THE COMMONS WATER SUPPLY INC | 2020 | THE COMMONS WATER SUPPLY INC | 170500 | GROUNDWATER WELLS AND OTHER
H | WUG INFRASTRUCTURE EXPANSION (GROUNDWATER) - THE COMMONS WATER SUPPLY INC | 2030 | THE COMMONS WATER SUPPLY INC | 1567843 | OTHER SURFACE WATER
H | WUG INFRASTRUCTURE EXPANSION (GROUNDWATER) - THE CONSOLIDATED WSC | 2020 | THE CONSOLIDATED WSC | 1080966 | MUNICIPAL CONSERVATION
K | MUNICIPAL CONSERVATION - THE HILLS | 2020 | THE HILLS | 97374 | OTHER SURFACE WATER
H | MUNICIPAL CONSERVATION, THE WOODLANDS | 2020 | THE WOODLANDS | 11473170 | MUNICIPAL CONSERVATION
H | WUG INFRASTRUCTURE EXPANSION - THE WOODLANDS, HARRIS COUNTY | 2030 | THE WOODLANDS | 2558644 | GROUNDWATER DESALINATION
G | MUNICIPAL WATER CONSERVATION (URBAN) - THROCKMORTON | 2020 | THROCKMORTON | 178000 | DIRECT POTABLE REUSE
G | THROCKMORTON RESERVOIR-THROCKMORTON | 2020 | THROCKMORTON | 28041000 | DIRECT POTABLE REUSE
G | WEST CENTRAL BRAZOS WATER DISTRIBUTION SYSTEM | 2020 | THROCKMORTON; BRECKENRIDGE; COUNTY-OTHER (SHACKELFORD); STEPHENS REGIONAL SUD | 21042260 | GROUNDWATER DESALINATION
H | MUNICIPAL CONSERVATION, TIKI ISLAND | 2020 | TIKI ISLAND | 33510 | OTHER SURFACE WATER
H | WATER LOSS REDUCTION, TIKI ISLAND | 2020 | TIKI ISLAND | 227690 | OTHER SURFACE WATER
C | CONSERVATION, WATER LOSS CONTROL - TIOGA | 2020 | TIOGA | 8424 | OTHER SURFACE WATER
G | TRINITY WELL REHAB- TOLAR | 2050 | TOLAR | 20000 | GROUNDWATER DESALINATION
C | CONSERVATION, WATER LOSS CONTROL - TOM BEAN | 2020 | TOM BEAN | 16765 | MUNICIPAL CONSERVATION
H | MUNICIPAL CONSERVATION, TOMBALL | 2020 | TOMBALL | 1533090 | GROUNDWATER DESALINATION; GROUNDWATER WELLS AND OTHER
H | WATER LOSS REDUCTION, TOMBALL | 2020 | TOMBALL | 2560310 | OTHER SURFACE WATER
H | WUG INFRASTRUCTURE EXPANSION - TOMBALL | 2030 | TOMBALL | 2713634 | MUNICIPAL CONSERVATION
C | CONSERVATION, WATER LOSS CONTROL - TOOL | 2020 | TOOL | 13672 | MUNICIPAL CONSERVATION
H | MUNICIPAL CONSERVATION, TRAIL OF THE LAKES MUD | 2020 | TRAIL OF THE LAKES MUD | 459230 | MUNICIPAL CONSERVATION
H | WUG INFRASTRUCTURE EXPANSION - TRAIL OF THE LAKES MUD | 2030 | TRAIL OF THE LAKES MUD | 2231719 | MUNICIPAL CONSERVATION
K | MUNICIPAL CONSERVATION - TRAVIS COUNTY MUD #4 | 2020 | TRAVIS COUNTY MUD #4 | 137248 | MUNICIPAL CONSERVATION
K | MUNICIPAL CONSERVATION - TRAVIS COUNTY WCID #10 | 2020 | TRAVIS COUNTY WCID #10 | 171890 | MUNICIPAL CONSERVATION
K | MUNICIPAL CONSERVATION - TRAVIS COUNTY WCID #17 | 2020 | TRAVIS COUNTY WCID #17 | 828248 | DIRECT POTABLE REUSE
K | MUNICIPAL CONSERVATION - TRAVIS COUNTY WCID #18 | 2020 | TRAVIS COUNTY WCID #18 | 147665 | MUNICIPAL CONSERVATION
K | MUNICIPAL CONSERVATION - TRAVIS COUNTY WCID #19 | 2020 | TRAVIS COUNTY WCID #19 | 28215 | MUNICIPAL CONSERVATION
K | MUNICIPAL CONSERVATION - TRAVIS COUNTY WCID #20 | 2020 | TRAVIS COUNTY WCID #20 | 38290 | GROUNDWATER DESALINATION
C | CONSERVATION, WATER LOSS CONTROL - TRENTON | 2020 | TRENTON | 6658 | MUNICIPAL CONSERVATION
C | TRENTON - NEW WELLS IN WOODBINE AQUIFER Q-131 | 2030 | TRENTON | 971785 | MUNICIPAL CONSERVATION
D | RENEW AND INCREASE EXISTING CONTRACT (TRI SUD, CYPRESS) | 2020 | TRI SUD | 0 | MUNICIPAL CONSERVATION
G | CARRIZO-WILCOX DEVELOPMENT-TRI-COUNTY SUD | 2020 | TRI-COUNTY SUD | 1445000 | MUNICIPAL CONSERVATION
C | CONSERVATION, WATER LOSS CONTROL - TRINIDAD | 2020 | TRINIDAD | 4211 | MUNICIPAL CONSERVATION
H | WATER LOSS REDUCTION, TRINITY | 2020 | TRINITY | 1055570 | MUNICIPAL CONSERVATION
H | MUNICIPAL CONSERVATION, TRINITY BAY CONSERVATION DISTRICT | 2040 | TRINITY BAY CONSERVATION DISTRICT | 5890 | GROUNDWATER WELLS AND OTHER; OTHER SURFACE WATER
H | WATER LOSS REDUCTION, TRINITY BAY CONSERVATION DISTRICT | 2020 | TRINITY BAY CONSERVATION DISTRICT | 4411270 | MUNICIPAL CONSERVATION
C | TRINITY RIVER AUTHORITY DALLAS COUNTY REUSE FOR STEAM ELECTRIC POWER Q-59 | 2030 | TRINITY RIVER AUTHORITY | 8661000 | MUNICIPAL CONSERVATION
C | TRINITY RIVER AUTHORITY ELLIS COUNTY REUSE FOR STEAM ELECTRIC POWER Q-60 | 2060 | TRINITY RIVER AUTHORITY | 17958000 | OTHER SURFACE WATER
C | TRINITY RIVER AUTHORITY FREESTONE COUNTY REUSE FOR STEAM ELECTRIC POWER Q-61 | 2050 | TRINITY RIVER AUTHORITY | 30593000 | MUNICIPAL CONSERVATION
C | TRINITY RIVER AUTHORITY KAUFMAN COUNTY REUSE FOR STEAM ELECTRIC POWER Q-62 | 2020 | TRINITY RIVER AUTHORITY | 8763000 | GROUNDWATER WELLS AND OTHER
C | TRINITY RIVER AUTHORITY LAS COLINAS REUSE (DALLAS COUNTY IRRIGATION) Q-58 | 2020 | TRINITY RIVER AUTHORITY | 15017000 | OTHER SURFACE WATER
H | WATER LOSS REDUCTION, TRINITY RURAL WSC | 2020 | TRINITY RURAL WSC | 2372330 | MUNICIPAL CONSERVATION
H | WUG INFRASTRUCTURE EXPANSION (GROUNDWATER) - TRINITY RURAL WSC | 2020 | TRINITY RURAL WSC | 1080966 | GROUNDWATER DESALINATION
C | CONSERVATION, WATER LOSS CONTROL - TROPHY CLUB | 2020 | TROPHY CLUB | 338556 | MUNICIPAL CONSERVATION
C | TROPHY CLUB - PHASE II: INCREASE DELIVERY INFRASTRUCTURE FROM FT WORTH Q-198 | 2020 | TROPHY CLUB | 7292600 | MUNICIPAL CONSERVATION
O | SWISHER COUNTY - TULIA LOCAL GROUNDWATER DEVELOPMENT | 2020 | TULIA | 1733000 | IRRIGATION CONSERVATION; MUNICIPAL CONSERVATION
C | CONSERVATION, WATER LOSS CONTROL - TWO WAY SUD | 2020 | TWO WAY SUD | 34470 | OTHER SURFACE WATER
I | TYL-PAL - PALESTINE INFRASTRUCTURE | 2030 | TYLER | 93050000 | MUNICIPAL CONSERVATION
M | UNION WSC ADVANCED MUNICIPAL CONSERVATION | 2050 | UNION WSC | 0 | GROUNDWATER DESALINATION
M | UNION WSC BGD PLANT | 2030 | UNION WSC | 8282000 | GROUNDWATER DESALINATION
M | UNION WSC METER AND LINE REPLACEMENT | 2020 | UNION WSC | 4258000 | MUNICIPAL CONSERVATION
M | UNITED ID CONSERVATION | 2020 | UNITED IRRIGATION DISTRICT | 12000000 | DIRECT POTABLE REUSE
M | UNITED ID OFF-CHANNEL STORAGE | 2020 | UNITED IRRIGATION DISTRICT | 8412000 | DIRECT POTABLE REUSE
C | CONSERVATION, WATER LOSS CONTROL - UNIVERSITY PARK | 2020 | UNIVERSITY PARK | 4000000 | DIRECT POTABLE REUSE
F | VOLUNTARY TRANSFER (PURCHASE) - UCRA | 2020 | UPPER COLORADO RIVER AUTHORITY | 32233000 | MUNICIPAL CONSERVATION
G | TRINITY AQUIFER DEVELOPMENT- UPPER LEON (FROM PECAN ORCHARD) | 2020 | UPPER LEON MWD | 5347000 | OTHER SURFACE WATER
I | UNM-ROR-NECHES RUN OF RIVER INFRASTRUCTURE | 2020 | UPPER NECHES RIVER MUNICIPAL WATER AUTHORITY | 444085000 | GROUNDWATER WELLS AND OTHER
C | UTRWD - DIRECT REUSE Q-53 | 2030 | UPPER TRINITY REGIONAL WD | 13213000 | MUNICIPAL CONSERVATION
C | UTRWD - LAKE RALPH HALL AND REUSE Q-52 | 2030 | UPPER TRINITY REGIONAL WD | 316160000 | OTHER SURFACE WATER
C | UTRWD WTP AND TREATED WATER DISTRIBUTION SYSTEM WATER MANAGEMENT STRATEGIES 2015-2019 Q-54 | 2020 | UPPER TRINITY REGIONAL WD | 52596000 | MUNICIPAL CONSERVATION
C | UTRWD WTP AND TREATED WATER DISTRIBUTION SYSTEM WATER MANAGEMENT STRATEGIES 2020-2029 Q-54 | 2030 | UPPER TRINITY REGIONAL WD | 159420000 | MUNICIPAL CONSERVATION
C | UTRWD WTP AND TREATED WATER DISTRIBUTION SYSTEM WATER MANAGEMENT STRATEGIES 2030-2040 Q-54 | 2040 | UPPER TRINITY REGIONAL WD | 139322721 | GROUNDWATER DESALINATION
C | UTRWD WTP AND TREATED WATER DISTRIBUTION SYSTEM WATER MANAGEMENT STRATEGIES 2040-2050 Q-54 | 2050 | UPPER TRINITY REGIONAL WD | 117667000 | MUNICIPAL CONSERVATION
C | UTRWD WTP AND TREATED WATER DISTRIBUTION SYSTEM WATER MANAGEMENT STRATEGIES 2050-2060 Q-54 | 2060 | UPPER TRINITY REGIONAL WD | 110774000 | IRRIGATION CONSERVATION; MUNICIPAL CONSERVATION
C | UTRWD WTP AND TREATED WATER DISTRIBUTION SYSTEM WATER MANAGEMENT STRATEGIES 2060-2070 Q-54 | 2070 | UPPER TRINITY REGIONAL WD | 110774000 | OTHER SURFACE WATER
L | UVALDE ASR | 2020 | UVALDE | 32405000 | IRRIGATION CONSERVATION; OTHER CONSERVATION
M | VALLEY ACRES ID CONSERVATION | 2020 | VALLEY ACRES IRRIGATION DISTRICT | 2434160 | GROUNDWATER WELLS AND OTHER
G | MUNICIPAL WATER CONSERVATION (URBAN) - VALLEY MILLS | 2020 | VALLEY MILLS | 190000 | GROUNDWATER WELLS AND OTHER
C | CONSERVATION, WATER LOSS CONTROL - VALLEY VIEW | 2020 | VALLEY VIEW | 755 | MUNICIPAL CONSERVATION
C | CONSERVATION, WATER LOSS CONTROL - VAN ALSTYNE | 2020 | VAN ALSTYNE | 35411 | OTHER SURFACE WATER
C | VAN ALSTYNE - WATER SYSTEM IMPROVEMENTS Q-142 | 2030 | VAN ALSTYNE | 2180800 | MUNICIPAL CONSERVATION
E | CITY OF VAN HORN - WATER LOSS AUDIT AND MAIN-LINE REPAIR | 2020 | VAN HORN | 1197000 | GROUNDWATER WELLS AND OTHER
H | MUNICIPAL CONSERVATION, VARNER CREEK UD | 2020 | VARNER CREEK UD | 97030 | DIRECT POTABLE REUSE
H | WATER LOSS REDUCTION, VARNER CREEK UD | 2020 | VARNER CREEK UD | 177710 | DIRECT POTABLE REUSE
A | MUNICIPAL CONSERVATION - VEGA | 2020 | VEGA | 608100 | OTHER SURFACE WATER
C | CONSERVATION, WATER LOSS CONTROL - VENUS | 2020 | VENUS | 740 | MUNICIPAL CONSERVATION
G | MUNICIPAL WATER CONSERVATION (SUBURBAN) - VENUS | 2020 | VENUS | 613000 | OTHER SURFACE WATER
B | ADDITIONAL SEYMOUR AQUIFER - VERNON | 2020 | VERNON | 9810000 | MUNICIPAL CONSERVATION
B | DIRECT REUSE - VERNON | 2040 | VERNON | 8500000 | GROUNDWATER WELLS AND OTHER
B | WATER CONSERVATION (REPLACE TRANSMISSION PIPELINE) - VERNON | 2020 | VERNON | 7807000 | GROUNDWATER WELLS AND OTHER
L | VICTORIA ASR | 2030 | VICTORIA | 21100000 | GROUNDWATER WELLS AND OTHER
E | CITY OF VINTON - HIGH CAPACITY WATER LINES | 2020 | VINTON | 4192000 | OTHER DIRECT REUSE
C | CONSERVATION, WATER LOSS CONTROL - VIRGINIA HILL WSC | 2020 | VIRGINIA HILL WSC | 4442 | NEW MAJOR RESERVOIR; OTHER SURFACE WATER
K | NEW SURFACE WATER INFRASTRUCTURE - VOLENTE | 2020 | VOLENTE | 8263000 | GROUNDWATER DESALINATION
G | CONSERVATION - METER ENHANCEMENT PROGRAM - WACO | 2020 | WACO | 15282000 | GROUNDWATER WELLS AND OTHER
G | MCLENNAN COUNTY ASR (WACO) | 2020 | WACO | 43940000 | GROUNDWATER WELLS AND OTHER
G | MUNICIPAL WATER CONSERVATION (URBAN) - WACO | 2020 | WACO | 38913000 | GROUNDWATER WELLS AND OTHER
G | REUSE- FLAT CREEK | 2020 | WACO | 9371000 | GROUNDWATER WELLS AND OTHER
D | RENEW EXISTING CONTRACT (WAKE VILLAGE) | 2020 | WAKE VILLAGE | 0 | OTHER SURFACE WATER
H | MUNICIPAL CONSERVATION, WALLER | 2020 | WALLER | 74180 | GROUNDWATER WELLS AND OTHER
H | WATER LOSS REDUCTION, WALLER | 2020 | WALLER | 61090 | NEW MAJOR RESERVOIR; OTHER SURFACE WATER
H | MUNICIPAL CONSERVATION, WALLIS | 2030 | WALLIS | 13960 | MUNICIPAL CONSERVATION
H | WATER LOSS REDUCTION, WALLIS | 2020 | WALLIS | 333370 | OTHER DIRECT REUSE
C | CONSERVATION, WATER LOSS CONTROL - WALNUT CREEK SUD | 2020 | WALNUT CREEK SUD | 75798 | OTHER DIRECT REUSE
C | WALNUT CREEK SUD - NEW 12 MGD WATER TREATMENT PLANT Q-12 | 2070 | WALNUT CREEK SUD | 53337000 | SEAWATER DESALINATION
C | WALNUT CREEK SUD - NEW 6 MGD WATER TREATMENT PLANT Q-12 | 2030 | WALNUT CREEK SUD | 9245000 | OTHER SURFACE WATER
D | DRILL NEW WELLS (WASKOM, CARRIZO-WILCOX, CYPRESS, 2020) | 2020 | WASKOM | 445000 | GROUNDWATER WELLS AND OTHER
D | DRILL NEW WELLS (WASKOM, CARRIZO-WILCOX, CYPRESS, 2050) | 2050 | WASKOM | 445000 | GROUNDWATER WELLS AND OTHER
D | DRILL NEW WELLS (WASKOM, CARRIZO-WILCOX, CYPRESS, 2060) | 2060 | WASKOM | 445000 | GROUNDWATER WELLS AND OTHER
D | DRILL NEW WELLS (WASKOM, CARRIZO-WILCOX, CYPRESS, 2070) | 2070 | WASKOM | 445000 | IRRIGATION CONSERVATION
C | CONSERVATION, WATER LOSS CONTROL - WATAUGA | 2020 | WATAUGA | 396643 | IRRIGATION CONSERVATION
C | CONSERVATION, IRRIGATION RESTRICTION - WAXAHACHIE | 2020 | WAXAHACHIE | 8690 | IRRIGATION CONSERVATION
C | CONSERVATION, WATER LOSS CONTROL - WAXAHACHIE | 2020 | WAXAHACHIE | 1491310 | GROUNDWATER WELLS AND OTHER
C | WAXAHACHIE - 27" RAW WATER LINE FROM IPL TO HOWARD ROAD WATER TREATMENT PLANT Q-119 | 2030 | WAXAHACHIE | 3176400 | GROUNDWATER WELLS AND OTHER
C | WAXAHACHIE - 36" RAW WATER LINE FROM IPL TO LAKE WAXAHACHIE Q-120 | 2030 | WAXAHACHIE | 1073400 | IRRIGATION CONSERVATION
C | WAXAHACHIE - 36" RAW WATER LINE FROM LAKE WAXAHACHIE TO HOWARD RD WTP Q-121 | 2030 | WAXAHACHIE | 5465000 | IRRIGATION CONSERVATION
C | WAXAHACHIE - 48" TRWD PARALLEL SUPPLY LINE TO SOKOLL WTP Q-122 | 2030 | WAXAHACHIE | 3510500 | IRRIGATION CONSERVATION
C | WAXAHACHIE - DREDGE LAKE WAXAHACHIE Q-123 | 2030 | WAXAHACHIE | 31973500 | GROUNDWATER WELLS AND OTHER
C | WAXAHACHIE - HOWARD RD. WATER TREATMENT PLANT EXPANSION 1 Q-13 | 2030 | WAXAHACHIE | 21697000 | GROUNDWATER WELLS AND OTHER
C | WAXAHACHIE - HOWARD RD. WATER TREATMENT PLANT EXPANSION 2 Q-13 | 2050 | WAXAHACHIE | 25961000 | IRRIGATION CONSERVATION
C | WAXAHACHIE - HOWARD RD. WATER TREATMENT PLANT EXPANSION 3 Q-13 | 2070 | WAXAHACHIE | 29353000 | IRRIGATION CONSERVATION
C | WAXAHACHIE - INCREASE DELIVERY INFRASTRUCTURE TO ROCKETT SUD (30" RAW WATER LINE) Q-124 | 2030 | WAXAHACHIE | 11894900 | IRRIGATION CONSERVATION
C | WAXAHACHIE - PHASE I DELIVERY INFRASTRUCTURE TO CUSTOMERS IN SOUTH ELLIS COUNTY Q-125 | 2030 | WAXAHACHIE | 15220700 | MUNICIPAL CONSERVATION
C | WAXAHACHIE - PHASE II DELIVERY INFRASTRUCTURE TO CUSTOMERS IN SOUTH ELLIS COUNTY Q-126 | 2050 | WAXAHACHIE | 23452433 | MUNICIPAL CONSERVATION
C | WAXAHACHIE - RAW WATER INTAKE IMPROVEMENTS AT LAKE BARDWELL Q-127 | 2030 | WAXAHACHIE | 5168200 | IRRIGATION CONSERVATION
C | CONSERVATION, WATER LOSS CONTROL - WEATHERFORD | 2020 | WEATHERFORD | 3287593 | IRRIGATION CONSERVATION
C | CONSERVATION, WATER WASTE PROHIBITION - WEATHERFORD | 2020 | WEATHERFORD | 7407 | IRRIGATION CONSERVATION
C | WEATHERFORD - DEVELOP LAKE WEATHERFORD REUSE PROJECT Q-177 | 2020 | WEATHERFORD | 13089000 | MUNICIPAL CONSERVATION
C | WEATHERFORD - INCREASE BENBROOK PUMP STATION CAPACITY Q-178 | 2030 | WEATHERFORD | 2301800 | MUNICIPAL CONSERVATION
C | WEATHERFORD - NEW 14 MGD WATER TREATMENT PLANT Q-12 | 2060 | WEATHERFORD | 60521000 | GROUNDWATER WELLS AND OTHER
C | WEATHERFORD - WATER TREATMENT PLANT EXPANSION 1 Q-13 | 2040 | WEATHERFORD | 36408000 | IRRIGATION CONSERVATION
C | WEATHERFORD - WATER TREATMENT PLANT EXPANSION 2 Q-13 | 2070 | WEATHERFORD | 49781000 | IRRIGATION CONSERVATION
M | WEBB COUNTY WATER UTILITY EXPAND EXISTING GROUNDWATER SUPPLY | 2060 | WEBB COUNTY WATER UTILITY | 504000 | IRRIGATION CONSERVATION
H | MUNICIPAL CONSERVATION, WEBSTER | 2020 | WEBSTER | 1886580 | IRRIGATION CONSERVATION
K | MUNICIPAL CONSERVATION - WEIMAR | 2020 | WEIMAR | 55778 | IRRIGATION CONSERVATION
G | EXPAND WTP (4MGD)- WELLBORN SUD | 2040 | WELLBORN SUD | 13153000 | IRRIGATION CONSERVATION
G | MUNICIPAL WATER CONSERVATION (URBAN) - WELLBORN SUD | 2020 | WELLBORN SUD | 2827000 | GROUNDWATER WELLS AND OTHER
A | ADVANCED TREATMENT (NITRATE REMOVAL) - WELLINGTON | 2020 | WELLINGTON | 3679700 | IRRIGATION CONSERVATION
A | DEVELOP SEYMOUR AQUIFER SUPPLIES - WELLINGTON | 2020 | WELLINGTON | 2589800 | IRRIGATION CONSERVATION
A | MUNICIPAL CONSERVATION - WELLINGTON | 2020 | WELLINGTON | 1533900 | IRRIGATION CONSERVATION
M | WESLACO ACQUISITION OF WR FROM IDS | 2020 | WESLACO | 1154300 | IRRIGATION CONSERVATION
M | WESLACO ADVANCED MUNICIPAL CONSERVATION | 2020 | WESLACO | 0 | IRRIGATION CONSERVATION
M | WESLACO GROUNDWATER DEVELOPMENT AND BLENDING | 2020 | WESLACO | 980000 | IRRIGATION CONSERVATION
M | WESLACO NORTH WWTP POTABLE REUSE - PHASE I | 2020 | WESLACO | 14444000 | GROUNDWATER WELLS AND OTHER
M | WESLACO NORTH WWTP POTABLE REUSE - PHASE II | 2060 | WESLACO | 19548000 | IRRIGATION CONSERVATION
G | MUNICIPAL WATER CONSERVATION (SUBURBAN) - WEST | 2020 | WEST | 90000 | IRRIGATION CONSERVATION
G | CARRIZO AQUIFER DEVELOPMENT-WEST BRAZOS WSC | 2020 | WEST BRAZOS WSC | 2752000 | IRRIGATION CONSERVATION
C | CONSERVATION, WATER LOSS CONTROL - WEST CEDAR CREEK MUD | 2020 | WEST CEDAR CREEK MUD | 54495 | GROUNDWATER WELLS AND OTHER
C | WEST CEDAR CREEK - WATER TREATMENT PLANT EXPANSION Q-13 | 2050 | WEST CEDAR CREEK MUD | 17429000 | GROUNDWATER DESALINATION
H | MUNICIPAL CONSERVATION, WEST COLUMBIA | 2020 | WEST COLUMBIA | 206670 | GROUNDWATER WELLS AND OTHER
H | WATER LOSS REDUCTION, WEST COLUMBIA | 2020 | WEST COLUMBIA | 133280 | IRRIGATION CONSERVATION
H | WATER LOSS REDUCTION, WEST HARDIN WSC | 2020 | WEST HARDIN WSC | 194420 | IRRIGATION CONSERVATION
H | MUNICIPAL CONSERVATION, WEST HARRIS COUNTY MUD #6 | 2020 | WEST HARRIS COUNTY MUD #6 | 157670 | IRRIGATION CONSERVATION
H | WUG INFRASTRUCTURE EXPANSION (GROUNDWATER) - WEST HARRIS COUNTY MUD #6 | 2030 | WEST HARRIS COUNTY MUD #6 | 1446124 | GROUNDWATER WELLS AND OTHER
H | MUNICIPAL CONSERVATION, WHCRWA | 2020 | WEST HARRIS COUNTY REGIONAL WATER AUTHORITY | 34492720 | GROUNDWATER WELLS AND OTHER
H | MUNICIPAL IRRIGATION REUSE DEVELOPMENT, WHCRWA | 2030 | WEST HARRIS COUNTY REGIONAL WATER AUTHORITY | 4493242 | GROUNDWATER WELLS AND OTHER
H | WEST HARRIS COUNTY GROUNDWATER REDUCTION PLAN | 2030 | WEST HARRIS COUNTY REGIONAL WATER AUTHORITY | 0 | OTHER SURFACE WATER
H | WHCRWA 2025 DISTRIBUTION EXPANSION | 2030 | WEST HARRIS COUNTY REGIONAL WATER AUTHORITY | 288680000 | IRRIGATION CONSERVATION
H | WHCRWA 2035 DISTRIBUTION EXPANSION | 2040 | WEST HARRIS COUNTY REGIONAL WATER AUTHORITY | 4610000 | IRRIGATION CONSERVATION
H | WUG INFRASTRUCTURE EXPANSION - WHCRWA DISTRICTS | 2030 | WEST HARRIS COUNTY REGIONAL WATER AUTHORITY | 93497740 | IRRIGATION CONSERVATION
H | COH NORTHEAST WATER PURIFICATION PLANT EXPANSION | 2030 | WEST HARRIS COUNTY REGIONAL WATER AUTHORITY; CENTRAL HARRIS COUNTY REGIONAL WATER AUTHORITY; HOUSTON; NORTH FORT BEND WATER AUTHORITY; NORTH HARRIS COUNTY REGIONAL WATER AUTHORITY | 1263612418 | GROUNDWATER DESALINATION
K | MUNICIPAL CONSERVATION - WEST LAKE HILLS | 2020 | WEST LAKE HILLS | 112784 | IRRIGATION CONSERVATION
K | MUNICIPAL CONSERVATION - WEST TRAVIS COUNTY PUA | 2020 | WEST TRAVIS COUNTY PUBLIC UTILITY AGENCY | 461454 | IRRIGATION CONSERVATION
K | HAYS COUNTY PIPELINE - REGION K PORTION | 2030 | WEST TRAVIS COUNTY PUBLIC UTILITY AGENCY; COUNTY-OTHER (HAYS); DRIPPING SPRINGS WSC | 23479000 | IRRIGATION CONSERVATION
H | MUNICIPAL CONSERVATION, WEST UNIVERSITY PLACE | 2020 | WEST UNIVERSITY PLACE | 1462880 | GROUNDWATER WELLS AND OTHER
H | WATER LOSS REDUCTION, WEST UNIVERSITY PLACE | 2020 | WEST UNIVERSITY PLACE | 2443880 | MUNICIPAL CONSERVATION
C | CONSERVATION, WATER LOSS CONTROL - WEST WISE SUD | 2020 | WEST WISE SUD | 23121 | MUNICIPAL CONSERVATION
C | WEST WISE SUD - WATER TREATMENT PLANT EXPANSION Q-13 | 2050 | WEST WISE SUD | 5697000 | IRRIGATION CONSERVATION
C | CONSERVATION, WATER LOSS CONTROL - WESTLAKE | 2020 | WESTLAKE | 40661 | IRRIGATION CONSERVATION
C | CONSERVATION, WATER LOSS CONTROL - WESTON | 2020 | WESTON | 38948 | IRRIGATION CONSERVATION
C | WESTON - CONNECT TO AND PURCHASE WATER FROM NTMWD Q-79 | 2030 | WESTON | 27130000 | GROUNDWATER WELLS AND OTHER
C | WESTON - NEW WELL IN WOODBINE AQUIFER Q-215 | 2020 | WESTON | 824000 | GROUNDWATER WELLS AND OTHER
H | MUNICIPAL CONSERVATION, WESTON LAKES | 2020 | WESTON LAKES | 461460 | IRRIGATION CONSERVATION
C | CONSERVATION, WATER LOSS CONTROL - WESTOVER HILLS | 2020 | WESTOVER HILLS | 9899 | IRRIGATION CONSERVATION
C | CONSERVATION, WATER WASTE PROHIBITION - WESTOVER HILLS | 2020 | WESTOVER HILLS | 7334 | IRRIGATION CONSERVATION
H | MUNICIPAL CONSERVATION, WESTWOOD NORTH WSC | 2020 | WESTWOOD NORTH WSC | 149630 | GROUNDWATER WELLS AND OTHER
H | WUG INFRASTRUCTURE EXPANSION - WESTWOOD NORTH WSC | 2030 | WESTWOOD NORTH WSC | 2069409 | GROUNDWATER WELLS AND OTHER
C | CONSERVATION, WATER LOSS CONTROL - WESTWORTH VILLAGE | 2020 | WESTWORTH VILLAGE | 11224 | GROUNDWATER WELLS AND OTHER
K | MUNICIPAL CONSERVATION - WHARTON | 2020 | WHARTON | 210832 | GROUNDWATER DESALINATION
A | DEVELOP OGALLALA AQUIFER SUPPLIES - WHEELER | 2020 | WHEELER | 2795600 | AQUIFER STORAGE AND RECOVERY
G | MUNICIPAL WATER CONSERVATION (RURAL) - WHITE BLUFF COMMUNITY WS | 2020 | WHITE BLUFF COMMUNITY WS | 523000 | NEW MAJOR RESERVOIR
A | MUNICIPAL CONSERVATION - WHITE DEER | 2020 | WHITE DEER | 704400 | OTHER SURFACE WATER
O | CROSBY COUNTY - WHITE RIVER MWD LOCAL GROUNDWATER DEVELOPMENT | 2020 | WHITE RIVER MWD | 2513000 | OTHER SURFACE WATER
C | CONSERVATION, WATER LOSS CONTROL - WHITE SETTLEMENT | 2020 | WHITE SETTLEMENT | 64606 | GROUNDWATER WELLS AND OTHER
C | CONSERVATION, WATER LOSS CONTROL - WHITESBORO | 2020 | WHITESBORO | 12279 | GROUNDWATER WELLS AND OTHER
C | CONSERVATION, WATER LOSS CONTROL - WHITEWRIGHT | 2020 | WHITEWRIGHT | 11395 | MUNICIPAL CONSERVATION
G | MUNICIPAL WATER CONSERVATION (URBAN) - WHITNEY | 2020 | WHITNEY | 282000 | MUNICIPAL CONSERVATION
B | INDIRECT REUSE TO LAKE ARROWHEAD | 2020 | WICHITA FALLS | 36400000 | GROUNDWATER WELLS AND OTHER
B | LAKE RINGGOLD | 2040 | WICHITA FALLS | 330510000 | DIRECT POTABLE REUSE
B | LOCAL SEYMOUR AQUIFER | 2020 | WICHITA FALLS | 19674000 | IRRIGATION CONSERVATION
B | WATER CONSERVATION - WICHITA FALLS | 2020 | WICHITA FALLS | 36656000 | IRRIGATION CONSERVATION
B | WICHITA RIVER DIVERSION | 2020 | WICHITA FALLS | 11230000 | IRRIGATION CONSERVATION
B | WCWID NO. 2 CANAL CONVERSION TO PIPELINE | 2020 | WICHITA WCID #2 | 8538000 | IRRIGATION CONSERVATION
G | MUNICIPAL WATER CONSERVATION (SUBURBAN) - WILLIAMSON COUNTY MUD #10 | 2020 | WILLIAMSON COUNTY MUD #10 | 2705000 | IRRIGATION CONSERVATION
G | MUNICIPAL WATER CONSERVATION (SUBURBAN) - WILLIAMSON COUNTY MUD #11 | 2020 | WILLIAMSON COUNTY MUD #11 | 1282000 | IRRIGATION CONSERVATION
G | MUNICIPAL WATER CONSERVATION (SUBURBAN) - WILLIAMSON COUNTY MUD #9 | 2020 | WILLIAMSON COUNTY MUD #9 | 1761000 | GROUNDWATER WELLS AND OTHER
H | MUNICIPAL CONSERVATION, WILLIS | 2020 | WILLIS | 326730 | IRRIGATION CONSERVATION
H | WUG INFRASTRUCTURE EXPANSION (GROUNDWATER) - WILLIS | 2040 | WILLIS | 2009915 | IRRIGATION CONSERVATION
C | CONSERVATION, WATER LOSS CONTROL - WILLOW PARK | 2020 | WILLOW PARK | 40117 | IRRIGATION CONSERVATION
C | CONSERVATION, WATER LOSS CONTROL - WILMER | 2020 | WILMER | 11495 | GROUNDWATER WELLS AND OTHER
C | WILMER - DIRECT CONNECTION TO DALLAS Q-94 | 2040 | WILMER | 15999500 | DIRECT POTABLE REUSE
C | WILMER - NEW CONNECTION TO DALLAS (VIA LANCASTER) Q-95 | 2020 | WILMER | 4504300 | GROUNDWATER WELLS AND OTHER
L | HAYS COUNTY FACILITIES EXPANSION | 2020 | WIMBERLEY; WIMBERLEY WSC; COUNTY-OTHER (HAYS) | 37432000 | GROUNDWATER WELLS AND OTHER
H | MUNICIPAL CONSERVATION, WINDFERN FOREST UD | 2020 | WINDFERN FOREST UD | 357740 | IRRIGATION CONSERVATION
D | DRILL NEW WELLS (WINONA, QUEEN, SABINE) | 2050 | WINONA | 695000 | IRRIGATION CONSERVATION
F | DIRECT POTABLE REUSE - WINTERS | 2020 | WINTERS | 3354000 | IRRIGATION CONSERVATION
F | VOLUNTARY TRANSFER (PURCHASE) - WINTERS | 2020 | WINTERS | 696000 | GROUNDWATER WELLS AND OTHER
C | WISE COUNTY WSD - WATER TREATMENT PLANT EXPANSION 1 Q-13 | 2020 | WISE COUNTY WSD | 25992000 | GROUNDWATER WELLS AND OTHER
C | WISE COUNTY WSD - WATER TREATMENT PLANT EXPANSION 2 Q-13 | 2050 | WISE COUNTY WSD | 25992000 | IRRIGATION CONSERVATION
D | DRILL NEW WELLS (WOLFE CITY, TRINITY, TRINITY, 2070) | 2070 | WOLFE CITY | 1155000 | IRRIGATION CONSERVATION
D | DRILL NEW WELLS (WOLFE CITY, WOODBINE, SULPHUR, 2050) | 2050 | WOLFE CITY | 1155000 | IRRIGATION CONSERVATION
D | DRILL NEW WELLS (WOLFE CITY, WOODBINE, SULPHUR, 2060) | 2060 | WOLFE CITY | 2066000 | IRRIGATION CONSERVATION
O | LUBBOCK COUNTY - WOLFFORTH LOCAL GROUNDWATER DEVELOPMENT | 2030 | WOLFFORTH | 8383000 | IRRIGATION CONSERVATION
O | LUBBOCK COUNTY - WOLFFORTH POTABLE REUSE | 2030 | WOLFFORTH | 21822000 | IRRIGATION CONSERVATION
C | CONSERVATION, WATER LOSS CONTROL - WOODBINE WSC | 2020 | WOODBINE WSC | 23732 | GROUNDWATER WELLS AND OTHER
H | MUNICIPAL CONSERVATION, WOODBRANCH | 2020 | WOODBRANCH | 48330 | GROUNDWATER WELLS AND OTHER
H | WATER LOSS REDUCTION, WOODBRANCH | 2020 | WOODBRANCH | 166670 | IRRIGATION CONSERVATION
H | WUG INFRASTRUCTURE EXPANSION (GROUNDWATER) - WOODBRANCH | 2040 | WOODBRANCH | 1080966 | IRRIGATION CONSERVATION
H | MUNICIPAL CONSERVATION, WOODCREEK MUD | 2020 | WOODCREEK MUD | 115870 | IRRIGATION CONSERVATION
H | WUG INFRASTRUCTURE EXPANSION (GROUNDWATER) - WOODCREEK MUD | 2030 | WOODCREEK MUD | 1324405 | AQUIFER STORAGE AND RECOVERY
H | WATER LOSS REDUCTION, WOODLAND HILLS WATER COMPANY | 2020 | WOODLAND HILLS WATER COMPANY | 6102020 | IRRIGATION CONSERVATION
G | MUNICIPAL WATER CONSERVATION (SUBURBAN) - WOODWAY | 2020 | WOODWAY | 7494000 | IRRIGATION CONSERVATION
C | CONSERVATION, WATER LOSS CONTROL - WORTHAM | 2020 | WORTHAM | 6800 | NEW MAJOR RESERVOIR
C | CONSERVATION, WATER LOSS CONTROL - WYLIE | 2020 | WYLIE | 1130695 | GROUNDWATER DESALINATION; OTHER STRATEGIES
C | CONSERVATION, WATER LOSS CONTROL - WYLIE NORTHEAST SUD | 2020 | WYLIE NORTHEAST SUD | 150000 | MUNICIPAL CONSERVATION
C | WYLIE NE SUD - INCREASE DELIVERY INFRASTRUCTURE TO PURCHASE ADDITIONAL WATER FROM NTMWD Q-80 | 2020 | WYLIE NORTHEAST SUD | 4250000 | MUNICIPAL CONSERVATION
L | LOCAL LEONA GRAVEL AQUIFER - YANCEY WSC | 2020 | YANCEY WSC | 4278000 | MUNICIPAL CONSERVATION
P | MUNICIPAL CONSERVATION - YOAKUM | 2020 | YOAKUM | 85984 | MUNICIPAL CONSERVATION
M | ZAPATA COUNTY WATERWORKS ADVANCED MUNICIPAL CONSERVATION | 2020 | ZAPATA COUNTY WATERWORKS | 0 | MUNICIPAL CONSERVATION
M | ZAPATA NEW GROUNDWATER SUPPLY | 2020 | ZAPATA COUNTY WATERWORKS | 2323000 | OTHER DIRECT REUSE

## G,K,L CAPCOG WMS Volume
Water User Group Region | Water management strategy sponsor region | Water User Group | Recommended water management strategy | Related water management strategy types | 2020 | 2030 | 2040 | 2050 | 2060 | 2070
K | K | AQUA WSC | DROUGHT MANAGEMENT | DROUGHT MANAGEMENT | 1549 | 1960 | 2502 | 3248 | 4254 | 5639
K | K | AQUA WSC | EXPANSION OF CURRENT GROUNDWATER SUPPLIES - CARRIZO-WILCOX AQUIFER | GROUNDWATER WELLS AND OTHER | 2500 | 2500 | 4000 | 4000 | 4000 | 4000
K | K | AQUA WSC | LCRA - PRAIRIE SITE RESERVOIR | NEW MAJOR RESERVOIR | 0 | 0 | 5000 | 5000 | 10000 | 15000
K | K | AQUA WSC | MUNICIPAL CONSERVATION - AQUA WSC | MUNICIPAL CONSERVATION | 704 | 1006 | 1066 | 1235 | 1623 | 2130
K | K | AUSTIN | CITY OF AUSTIN - AQUIFER STORAGE AND RECOVERY | AQUIFER STORAGE AND RECOVERY | 10000 | 25000 | 25000 | 50000 | 50000 | 50000
K | K | AUSTIN | CITY OF AUSTIN - CAPTURE LOCAL INFLOWS TO LADY BIRD LAKE | OTHER SURFACE WATER | 1000 | 1000 | 1000 | 1000 | 1000 | 1000
K | K | AUSTIN | CITY OF AUSTIN - CONSERVATION | MUNICIPAL CONSERVATION | 22969 | 24559 | 28317 | 31220 | 33822 | 36899
K | K | AUSTIN | CITY OF AUSTIN - DIRECT REUSE | OTHER DIRECT REUSE | 5429 | 10429 | 20429 | 22929 | 25429 | 27929
K | K | AUSTIN | CITY OF AUSTIN - INDIRECT POTABLE REUSE THROUGH LADY BIRD LAKE | INDIRECT REUSE | 20000 | 20000 | 20000 | 20000 | 20000 | 20000
K | K | AUSTIN | CITY OF AUSTIN - LAKE AUSTIN OPERATIONS | OTHER SURFACE WATER | 2500 | 2500 | 2500 | 2500 | 2500 | 2500
K | K | AUSTIN | CITY OF AUSTIN - LAKE LONG ENHANCED STORAGE | OTHER SURFACE WATER | 20000 | 20000 | 20000 | 20000 | 20000 | 20000
K | K | AUSTIN | CITY OF AUSTIN - LONGHORN DAM OPERATION IMPROVEMENTS | OTHER SURFACE WATER | 3000 | 3000 | 3000 | 3000 | 3000 | 3000
K | K | AUSTIN | CITY OF AUSTIN - OTHER REUSE | OTHER DIRECT REUSE | 1000 | 1000 | 1500 | 2000 | 2500 | 3000
K | K | AUSTIN | CITY OF AUSTIN - RAINWATER HARVESTING | OTHER STRATEGIES | 83 | 828 | 4141 | 8282 | 12423 | 16564
K | K | AUSTIN | CITY OF AUSTIN RETURN FLOWS | INDIRECT REUSE | 19258 | 17749 | 22990 | 22874 | 26759 | 30312 | 35774 | 37009 | 45196 | 47364 | 53318 | 59317
K | K | AUSTIN | DROUGHT MANAGEMENT | DROUGHT MANAGEMENT | 16516 | 19260 | 22206 | 24484 | 26524 | 28937
G | G | BARTLETT | ADDITIONAL ADVANCED CONSERVATION - BARTLETT | MUNICIPAL CONSERVATION | 0 | 0 | 0 | 6 | 35 | 68
G | G | BARTLETT | MUNICIPAL WATER CONSERVATION (SUBURBAN) - BARTLETT | MUNICIPAL CONSERVATION | 12 | 40 | 61 | 62 | 68 | 73
G | G | BARTLETT | TRINITY AQUIFER DEVELOPMENT | GROUNDWATER WELLS AND OTHER | 323 | 323 | 323 | 323 | 645 | 645
K | K | BARTON CREEK WEST WSC | DROUGHT MANAGEMENT | DROUGHT MANAGEMENT | 65 | 64 | 64 | 63 | 63 | 63
K | K | BARTON CREEK WEST WSC | MUNICIPAL CONSERVATION - BARTON CREEK WEST WSC | MUNICIPAL CONSERVATION | 42 | 77 | 108 | 122 | 137 | 152
K | K | BASTROP | DEVELOPMENT OF NEW GROUNDWATER SUPPLIES - CARRIZO-WILCOX AQUIFER | GROUNDWATER WELLS AND OTHER | 300 | 300 | 300 | 300 | 300 | 0
K | K | BASTROP | DIRECT REUSE - BASTROP | OTHER DIRECT REUSE | 0 | 0 | 300 | 600 | 1120 | 1120
K | K | BASTROP | DROUGHT MANAGEMENT | DROUGHT MANAGEMENT | 294 | 390 | 517 | 692 | 930 | 1248
K | K | BASTROP | LCRA - LANE CITY RESERVOIR | NEW MAJOR RESERVOIR | 0 | 0 | 0 | 2500 | 2500 | 2500
K | K | BASTROP | MUNICIPAL CONSERVATION - BASTROP | MUNICIPAL CONSERVATION | 195 | 440 | 688 | 1084 | 1459 | 1958
K | K | BASTROP COUNTY WCID #2 | DROUGHT MANAGEMENT | DROUGHT MANAGEMENT | 19 | 27 | 38 | 53 | 74 | 102
K | K | BASTROP COUNTY WCID #2 | EXPANSION OF CURRENT GROUNDWATER SUPPLIES - CARRIZO-WILCOX AQUIFER | GROUNDWATER WELLS AND OTHER | 0 | 0 | 0 | 0 | 550 | 550
K | K | BEE CAVE | DROUGHT MANAGEMENT | DROUGHT MANAGEMENT | 355 | 409 | 459 | 516 | 567 | 614
K | K | BEE CAVE | LCRA - LANE CITY RESERVOIR | NEW MAJOR RESERVOIR | 300 | 300 | 600 | 600 | 800 | 800
K | K | BEE CAVE | MUNICIPAL CONSERVATION - BEE CAVE VILLAGE | MUNICIPAL CONSERVATION | 175 | 374 | 608 | 863 | 1136 | 1323
K | K | BERTRAM | DROUGHT MANAGEMENT | DROUGHT MANAGEMENT | 62 | 73 | 83 | 93 | 102 | 109
K | K | BERTRAM | EXPANSION OF CURRENT GROUNDWATER SUPPLIES - ELLENBURGER-SAN SABA AQUIFER | GROUNDWATER WELLS AND OTHER | 180 | 180 | 180 | 180 | 180 | 180
K | K | BERTRAM | LCRA - LANE CITY RESERVOIR | NEW MAJOR RESERVOIR | 500 | 884 | 884 | 884 | 884 | 884
K | K | BERTRAM | MUNICIPAL CONSERVATION - BERTRAM | MUNICIPAL CONSERVATION | 41 | 64 | 91 | 126 | 164 | 204
K | K | BLANCO | DROUGHT MANAGEMENT | DROUGHT MANAGEMENT | 55 | 63 | 68 | 71 | 73 | 74
K | K | BLANCO | MUNICIPAL CONSERVATION - BLANCO | MUNICIPAL CONSERVATION | 19 | 32 | 28 | 26 | 27 | 27
K | K | BRIARCLIFF | DROUGHT MANAGEMENT | DROUGHT MANAGEMENT | 26 | 30 | 33 | 37 | 40 | 44
G | G | BRUSHY CREEK MUD | ADDITIONAL ADVANCED CONSERVATION - BRUSHY CREEK MUD | MUNICIPAL CONSERVATION | 39 | 81 | 111 | 135 | 152 | 430
G | G | BRUSHY CREEK MUD | EDWARDS AQUIFER DEVELOPMENT | GROUNDWATER WELLS AND OTHER | 0 | 0 | 0 | 11 | 12 | 12
G | G | BRUSHY CREEK MUD | MUNICIPAL WATER CONSERVATION (SUBURBAN) - BRUSHY CREEK MUD | MUNICIPAL CONSERVATION | 197 | 589 | 947 | 1282 | 1600 | 1623
K | K | BUDA | DIRECT REUSE - BUDA | OTHER DIRECT REUSE | 2240 | 2240 | 1740 | 1740 | 1740 | 1740
K | K | BUDA | DROUGHT MANAGEMENT | DROUGHT MANAGEMENT | 177 | 251 | 342 | 456 | 586 | 734
K | K | BUDA | EDWARDS / MIDDLE TRINITY ASR | AQUIFER STORAGE AND RECOVERY | 0 | 600 | 600 | 600 | 600 | 600
K | K | BUDA | HCPUA PIPELINE - REGION K RECOMMENDED | GROUNDWATER WELLS AND OTHER | 0 | 667 | 1690 | 2467 | 2467 | 2467
K | K | BUDA | MUNICIPAL CONSERVATION - BUDA | MUNICIPAL CONSERVATION | 88 | 206 | 434 | 552 | 709 | 888
K | K | BUDA | SALINE EDWARDS ASR | AQUIFER STORAGE AND RECOVERY | 0 | 100 | 100 | 100 | 100 | 100
K | K | BUDA | SALINE EDWARDS ASR (SALINE) | AQUIFER STORAGE AND RECOVERY | 0 | 400 | 400 | 400 | 400 | 400
K | K | BURNET | DROUGHT MANAGEMENT | DROUGHT MANAGEMENT | 370 | 441 | 500 | 559 | 612 | 658
K | K | BURNET | LCRA - LANE CITY RESERVOIR | NEW MAJOR RESERVOIR | 1000 | 2000 | 2000 | 2000 | 2000 | 2000
K | K | BURNET | MUNICIPAL CONSERVATION - BURNET | MUNICIPAL CONSERVATION | 184 | 282 | 405 | 571 | 740 | 917
G | G | CALDWELL | MUNICIPAL WATER CONSERVATION (SUBURBAN) - CALDWELL | MUNICIPAL CONSERVATION | 40 | 121 | 203 | 240 | 242 | 246
G | G | CEDAR PARK | BRUSHY CREEK RUA-EXISTING CONTRACTS | OTHER SURFACE WATER | 1200 | 1281 | 100 | 0 | 0 | 0
G | K | CEDAR PARK | DROUGHT MANAGEMENT | DROUGHT MANAGEMENT | 486 | 516 | 553 | 553 | 552 | 552
G | K | CEDAR PARK | MUNICIPAL CONSERVATION - CEDAR PARK | MUNICIPAL CONSERVATION | 246 | 479 | 614 | 724 | 822 | 921
G | G | CEDAR PARK | MUNICIPAL WATER CONSERVATION (SUBURBAN) - CEDAR PARK | MUNICIPAL CONSERVATION | 629 | 2094 | 3368 | 3714 | 3700 | 3693
G | G | CHISHOLM TRAIL SUD | ADDITIONAL ADVANCED CONSERVATION - CHISHOLM TRAIL SUD | MUNICIPAL CONSERVATION | 0 | 0 | 6 | 503 | 1159 | 1967
G | G | CHISHOLM TRAIL SUD | CHISHOLM TRAIL SUD WTP EXPANSION | OTHER SURFACE WATER | 3527 | 3334 | 3639 | 4604 | 5931 | 7489
G | G | CHISHOLM TRAIL SUD | GEORGETOWN WTP EXPANSION | OTHER SURFACE WATER | 0 | 0 | 400 | 400 | 0 | 0
G | G | CHISHOLM TRAIL SUD | MUNICIPAL WATER CONSERVATION (SUBURBAN) - CHISHOLM TRAIL SUD | MUNICIPAL CONSERVATION | 209 | 747 | 1055 | 1248 | 1477 | 1720
K | K | COTTONWOOD SHORES | DROUGHT MANAGEMENT | DROUGHT MANAGEMENT | 45 | 54 | 61 | 68 | 74 | 80
K | K | COTTONWOOD SHORES | LCRA - LANE CITY RESERVOIR | NEW MAJOR RESERVOIR | 376 | 700 | 700 | 700 | 700 | 700
K | K | COTTONWOOD SHORES | MUNICIPAL CONSERVATION - COTTONWOOD SHORES | MUNICIPAL CONSERVATION | 22 | 21 | 20 | 19 | 21 | 23
L | L | COUNTY LINE WSC | BRACKISH WILCOX GROUNDWATER FOR CRWA | GROUNDWATER DESALINATION | 0 | 0 | 0 | 251 | 440 | 641
L | L | COUNTY LINE WSC | CRWA SIESTA PROJECT | DIRECT POTABLE REUSE; OTHER SURFACE WATER | 0 | 0 | 78 | 0 | 0 | 0
L | L | COUNTY LINE WSC | REUSE - KYLE/COUNTY LINE WSC | OTHER DIRECT REUSE | 50 | 50 | 50 | 50 | 50 | 50
K | K | COUNTY-OTHER, BASTROP | DROUGHT MANAGEMENT | DROUGHT MANAGEMENT | 281 | 338 | 413 | 517 | 657 | 845
K | K | COUNTY-OTHER, BASTROP | EXPANSION OF CURRENT GROUNDWATER SUPPLIES - CARRIZO-WILCOX AQUIFER | GROUNDWATER WELLS AND OTHER | 60 | 60 | 60 | 60 | 60 | 0
K | K | COUNTY-OTHER, BASTROP | MUNICIPAL CONSERVATION - BASTROP COUNTY-OTHER | MUNICIPAL CONSERVATION | 92 | 196 | 344 | 414 | 527 | 677
K | K | COUNTY-OTHER, BLANCO | BRUSH CONTROL | OTHER STRATEGIES | 425 | 425 | 425 | 425 | 425 | 425
K | K | COUNTY-OTHER, BLANCO | DROUGHT MANAGEMENT | DROUGHT MANAGEMENT | 144 | 166 | 179 | 185 | 190 | 193
K | K | COUNTY-OTHER, BLANCO | EXPANSION OF CURRENT GROUNDWATER SUPPLIES - ELLENBURGER-SAN SABA AQUIFER | GROUNDWATER WELLS AND OTHER | 0 | 0 | 0 | 55 | 55 | 55
K | K | COUNTY-OTHER, BLANCO | EXPANSION OF CURRENT GROUNDWATER SUPPLIES - HICKORY AQUIFER | GROUNDWATER WELLS AND OTHER | 0 | 0 | 0 | 55 | 55 | 55
K | K | COUNTY-OTHER, BURNET | BRUSH CONTROL | OTHER STRATEGIES | 425 | 425 | 425 | 425 | 425 | 425
K | K | COUNTY-OTHER, BURNET | DROUGHT MANAGEMENT | DROUGHT MANAGEMENT | 526 | 566 | 550 | 593 | 646 | 711
K | K | COUNTY-OTHER, BURNET | LCRA - LANE CITY RESERVOIR | NEW MAJOR RESERVOIR | 2235 | 3813 | 3813 | 3813 | 3813 | 3813
K | K | COUNTY-OTHER, BURNET | MUNICIPAL CONSERVATION - BURNET COUNTY-OTHER | MUNICIPAL CONSERVATION | 60 | 93 | 83 | 80 | 87 | 94
L | L | COUNTY-OTHER, CALDWELL | MUNICIPAL WATER CONSERVATION (RURAL) | MUNICIPAL CONSERVATION | 0 | 0 | 0 | 0 | 0 | 2
K | K | COUNTY-OTHER, FAYETTE | DROUGHT MANAGEMENT | DROUGHT MANAGEMENT | 186 | 202 | 213 | 225 | 234 | 242
K | K | COUNTY-OTHER, FAYETTE | EXPANSION OF CURRENT GROUNDWATER SUPPLIES - GULF COAST AQUIFER | GROUNDWATER WELLS AND OTHER | 639 | 639 | 639 | 639 | 639 | 639
K | K | COUNTY-OTHER, HAYS | BRUSH CONTROL | OTHER STRATEGIES | 425 | 425 | 425 | 425 | 425 | 425
K | K | COUNTY-OTHER, HAYS | DROUGHT MANAGEMENT | DROUGHT MANAGEMENT | 466 | 554 | 693 | 852 | 987 | 1121
K | K | COUNTY-OTHER, HAYS | EDWARDS / MIDDLE TRINITY ASR | AQUIFER STORAGE AND RECOVERY | 0 | 200 | 200 | 200 | 200 | 200
K | L | COUNTY-OTHER, HAYS | GBRA - MBWSP - SURFACE WATER W/ ASR (OPTION 3C) | AQUIFER STORAGE AND RECOVERY | 0 | 0 | 0 | 0 | 2029 | 7220
K | K | COUNTY-OTHER, HAYS | HAYS COUNTY PIPELINE - REGION K RECOMMENDED | GROUNDWATER WELLS AND OTHER | 0 | 2000 | 2000 | 2000 | 2000 | 2000
K | K | COUNTY-OTHER, HAYS | SALINE EDWARDS ASR | AQUIFER STORAGE AND RECOVERY | 0 | 100 | 100 | 100 | 100 | 100
K | K | COUNTY-OTHER, HAYS | SALINE EDWARDS ASR (SALINE) | AQUIFER STORAGE AND RECOVERY | 0 | 100 | 100 | 100 | 100 | 100
K | L | COUNTY-OTHER, HAYS | TWA REGIONAL CARRIZO AQUIFER DEVELOPMENT | GROUNDWATER WELLS AND OTHER | 0 | 0 | 0 | 1169 | 4685 | 4388
K | L | COUNTY-OTHER, HAYS | TWA TRINITY AQUIFER DEVELOPMENT | GROUNDWATER WELLS AND OTHER | 0 | 0 | 0 | 0 | 0 | 1263
K | L | COUNTY-OTHER, HAYS | VISTA RIDGE PROJECT | GROUNDWATER WELLS AND OTHER | 3781 | 5000 | 5000 | 5000 | 5000 | 5000
K | K | COUNTY-OTHER, LLANO | BRUSH CONTROL | OTHER STRATEGIES | 425 | 425 | 425 | 425 | 425 | 425
K | K | COUNTY-OTHER, LLANO | DROUGHT MANAGEMENT | DROUGHT MANAGEMENT | 31 | 28 | 28 | 28 | 27 | 25
K | K | COUNTY-OTHER, TRAVIS | BRUSH CONTROL | OTHER STRATEGIES | 425 | 425 | 425 | 425 | 425 | 425
G | G | COUNTY-OTHER, WILLIAMSON | ADDITIONAL ADVANCED CONSERVATION - COUNTY-OTHER, WILLIAMSON | MUNICIPAL CONSERVATION | 0 | 0 | 56 | 567 | 1432 | 2594
G | G | COUNTY-OTHER, WILLIAMSON | EAST WILLIAMSON COUNTY WATER SUPPLY PLAN | OTHER SURFACE WATER | 2300 | 2300 | 2300 | 2300 | 2300 | 2300
G | G | COUNTY-OTHER, WILLIAMSON | LITTLE RIVER OCR | NEW MAJOR RESERVOIR | 0 | 2267 | 5352 | 5346 | 8466 | 11658
G | L | COUNTY-OTHER, WILLIAMSON | VISTA RIDGE PROJECT | GROUNDWATER WELLS AND OTHER | 5700 | 5700 | 5700 | 5700 | 5700 | 5700
K | K | CREEDMOOR-MAHA WSC | DROUGHT MANAGEMENT | DROUGHT MANAGEMENT | 30 | 34 | 38 | 42 | 46 | 51
K | K | CREEDMOOR-MAHA WSC | LCRA - MID BASIN RESERVOIR | NEW MAJOR RESERVOIR | 0 | 400 | 400 | 400 | 400 | 400
K | K | CREEDMOOR-MAHA WSC | SALINE EDWARDS ASR | AQUIFER STORAGE AND RECOVERY | 0 | 101 | 101 | 101 | 101 | 101
K | K | CREEDMOOR-MAHA WSC | SALINE EDWARDS ASR (SALINE) | AQUIFER STORAGE AND RECOVERY | 0 | 199 | 199 | 199 | 199 | 199
L | L | CRYSTAL CLEAR WSC | CRWA WELLS RANCH PROJECT PHASE II | GROUNDWATER WELLS AND OTHER | 302 | 1069 | 1290 | 0 | 0 | 0
L | L | CRYSTAL CLEAR WSC | HAYS/CALDWELL PUA PROJECT | GROUNDWATER WELLS AND OTHER | 498 | 1211 | 990 | 2280 | 2280 | 2280
K | K | DRIPPING SPRINGS | DROUGHT MANAGEMENT | DROUGHT MANAGEMENT | 96 | 107 | 122 | 141 | 163 | 188
K | K | DRIPPING SPRINGS | HAYS COUNTY PIPELINE - REGION K RECOMMENDED | GROUNDWATER WELLS AND OTHER | 0 | 0 | 0 | 0 | 134 | 407
K | K | DRIPPING SPRINGS | MUNICIPAL CONSERVATION - DRIPPING SPRINGS | MUNICIPAL CONSERVATION | 48 | 67 | 98 | 141 | 195 | 262
K | K | DRIPPING SPRINGS | WATER PURCHASE | OTHER SURFACE WATER | 0 | 31 | 104 | 198 | 173 | 0
K | K | DRIPPING SPRINGS WSC | DROUGHT MANAGEMENT | DROUGHT MANAGEMENT | 107 | 136 | 172 | 218 | 271 | 330
K | K | DRIPPING SPRINGS WSC | HAYS COUNTY PIPELINE - REGION K RECOMMENDED | GROUNDWATER WELLS AND OTHER | 0 | 1000 | 1000 | 1000 | 866 | 593
K | K | DRIPPING SPRINGS WSC | MUNICIPAL CONSERVATION - DRIPPING SPRINGS WSC | MUNICIPAL CONSERVATION | 54 | 124 | 152 | 187 | 232 | 283
K | K | ELGIN | DROUGHT MANAGEMENT | DROUGHT MANAGEMENT | 233 | 301 | 386 | 500 | 650 | 844
K | K | ELGIN | EXPANSION OF CURRENT GROUNDWATER SUPPLIES - CARRIZO-WILCOX AQUIFER | GROUNDWATER WELLS AND OTHER | 300 | 300 | 0 | 0 | 0 | 0
K | K | ELGIN | LCRA - LANE CITY RESERVOIR | NEW MAJOR RESERVOIR | 0 | 3500 | 3500 | 3500 | 3500 | 3500
K | K | FAYETTE WSC | DROUGHT MANAGEMENT | DROUGHT MANAGEMENT | 113 | 125 | 133 | 141 | 148 | 152
G | G | FERN BLUFF MUD | MUNICIPAL WATER CONSERVATION (SUBURBAN) - FERN BLUFF MUD | MUNICIPAL CONSERVATION | 63 | 161 | 253 | 261 | 259 | 259
K | K | FLATONIA | DIRECT REUSE - FLATONIA | OTHER DIRECT REUSE | 134 | 149 | 159 | 168 | 176 | 182
K | K | FLATONIA | DROUGHT MANAGEMENT | DROUGHT MANAGEMENT | 51 | 56 | 59 | 63 | 65 | 68
K | K | FLATONIA | EXPANSION OF CURRENT GROUNDWATER SUPPLIES - GULF COAST AQUIFER | GROUNDWATER WELLS AND OTHER | 100 | 100 | 100 | 100 | 100 | 100
K | K | FLATONIA | MUNICIPAL CONSERVATION - FLATONIA | MUNICIPAL CONSERVATION | 17 | 29 | 43 | 60 | 84 | 105
G | G | FLORENCE | EDWARDS AQUIFER DEVELOPMENT | GROUNDWATER WELLS AND OTHER | 0 | 0 | 0 | 0 | 13 | 24
G | G | FLORENCE | TRINITY AQUIFER DEVELOPMENT | GROUNDWATER WELLS AND OTHER | 121 | 121 | 121 | 121 | 121 | 121
G | G | GEORGETOWN | ADDITIONAL ADVANCED CONSERVATION - GEORGETOWN | MUNICIPAL CONSERVATION | 0 | 0 | 0 | 0 | 1612 | 4404
G | G | GEORGETOWN | BELTON TO STILLHOUSE PIPELINE-BRA | OTHER SURFACE WATER | 0 | 0 | 0 | 0 | 0 | 0
G | G | GEORGETOWN | GEORGETOWN WTP EXPANSION | OTHER SURFACE WATER | 0 | 11626 | 11626 | 11626 | 11626 | 11304
G | G | GEORGETOWN | MUNICIPAL WATER CONSERVATION (SUBURBAN) - GEORGETOWN | MUNICIPAL CONSERVATION | 734 | 2507 | 5068 | 8141 | 9756 | 11442
G | G | GIDDINGS | MUNICIPAL WATER CONSERVATION (RURAL) - GIDDINGS | MUNICIPAL CONSERVATION | 39 | 131 | 231 | 230 | 232 | 233
L | K | GOFORTH SUD | DROUGHT MANAGEMENT | DROUGHT MANAGEMENT | 23 | 36 | 49 | 67 | 87 | 110
L | L | GOFORTH SUD | GBRA - MBWSP - SURFACE WATER W/ ASR (OPTION 3C) | AQUIFER STORAGE AND RECOVERY | 0 | 0 | 0 | 0 | 0 | 525
L | L | GOFORTH SUD | MUNICIPAL WATER CONSERVATION (RURAL) | MUNICIPAL CONSERVATION | 0 | 0 | 0 | 0 | 0 | 2
G | G | GRANGER | EAST WILLIAMSON COUNTY WATER SUPPLY PLAN | OTHER SURFACE WATER | 200 | 200 | 200 | 200 | 200 | 200
K | K | GRANITE SHOALS | DROUGHT MANAGEMENT | DROUGHT MANAGEMENT | 33 | 38 | 43 | 48 | 53 | 57
K | K | GRANITE SHOALS | LCRA - LANE CITY RESERVOIR | NEW MAJOR RESERVOIR | 0 | 0 | 0 | 250 | 250 | 250
K | K | HORSESHOE BAY | DIRECT REUSE - HORSESHOE BAY | OTHER DIRECT REUSE | 100 | 100 | 100 | 100 | 100 | 100
K | K | HORSESHOE BAY | DROUGHT MANAGEMENT | DROUGHT MANAGEMENT | 651 | 748 | 810 | 860 | 930 | 994
K | K | HORSESHOE BAY | LCRA - LANE CITY RESERVOIR | NEW MAJOR RESERVOIR | 0 | 200 | 550 | 550 | 1050 | 1050
K | K | HORSESHOE BAY | MUNICIPAL CONSERVATION - HORSESHOE BAY | MUNICIPAL CONSERVATION | 264 | 554 | 852 | 1157 | 1501 | 1839
G | G | HUTTO | CARRIZO AQUIFER DEVELOPMENT | GROUNDWATER WELLS AND OTHER | 5593 | 5593 | 5593 | 7503 | 9710 | 11994
G | G | IRRIGATION, WILLIAMSON | EDWARDS AQUIFER DEVELOPMENT | GROUNDWATER WELLS AND OTHER | 66 | 63 | 60 | 61 | 61 | 62 | 71 | 71 | 71 | 72 | 72 | 73
G | G | IRRIGATION, WILLIAMSON | IRRIGATION WATER CONSERVATION | IRRIGATION CONSERVATION | 5 | 8 | 11 | 11 | 11 | 11
G | G | JARRELL | EAST WILLIAMSON COUNTY WATER SUPPLY PLAN | OTHER SURFACE WATER | 100 | 100 | 100 | 100 | 100 | 100
K | K | JOHNSON CITY | DROUGHT MANAGEMENT | DROUGHT MANAGEMENT | 71 | 82 | 89 | 92 | 95 | 96
K | K | JOHNSON CITY | EXPANSION OF CURRENT GROUNDWATER SUPPLIES - ELLENBURGER-SAN SABA AQUIFER | GROUNDWATER WELLS AND OTHER | 175 | 175 | 175 | 175 | 175 | 175
K | K | JOHNSON CITY | MUNICIPAL CONSERVATION - JOHNSON CITY | MUNICIPAL CONSERVATION | 18 | 30 | 30 | 28 | 26 | 26
G | G | JONAH WATER SUD | EAST WILLIAMSON COUNTY WATER SUPPLY PLAN | OTHER SURFACE WATER | 0 | 0 | 0 | 2752 | 2223 | 1582
K | K | JONESTOWN | DROUGHT MANAGEMENT | DROUGHT MANAGEMENT | 82 | 86 | 90 | 95 | 99 | 104
K | K | JONESTOWN | MUNICIPAL CONSERVATION - JONESTOWN | MUNICIPAL CONSERVATION | 20 | 36 | 51 | 73 | 96 | 122
K | K | KINGSLAND WSC | DROUGHT MANAGEMENT | DROUGHT MANAGEMENT | 47 | 54 | 53 | 50 | 56 | 60
L | L | KYLE | HAYS/CALDWELL PUA PROJECT | GROUNDWATER WELLS AND OTHER | 0 | 1163 | 2616 | 2602 | 2591 | 2598
L | L | KYLE | MUNICIPAL WATER CONSERVATION (SUBURBAN) | MUNICIPAL CONSERVATION | 0 | 0 | 0 | 53 | 266 | 480
L | L | KYLE | REUSE - KYLE/COUNTY LINE WSC | OTHER DIRECT REUSE | 2329 | 3591 | 4318 | 4284 | 4172 | 4063
K | K | LA GRANGE | DROUGHT MANAGEMENT | DROUGHT MANAGEMENT | 130 | 144 | 153 | 161 | 168 | 174
K | K | LA GRANGE | MUNICIPAL CONSERVATION - LA GRANGE | MUNICIPAL CONSERVATION | 42 | 21 | 0 | 0 | 0 | 0
K | K | LAGO VISTA | DROUGHT MANAGEMENT | DROUGHT MANAGEMENT | 374 | 437 | 498 | 566 | 628 | 686
K | K | LAGO VISTA | MUNICIPAL CONSERVATION - LAGO VISTA | MUNICIPAL CONSERVATION | 187 | 301 | 426 | 604 | 773 | 972
K | K | LAKEWAY | DROUGHT MANAGEMENT | DROUGHT MANAGEMENT | 1395 | 1823 | 1819 | 1816 | 1815 | 1815
K | K | LAKEWAY | EXPANSION OF CURRENT GROUNDWATER SUPPLIES - TRINITY AQUIFER | GROUNDWATER WELLS AND OTHER | 500 | 500 | 500 | 500 | 500 | 500
K | K | LAKEWAY | LCRA - LANE CITY RESERVOIR | NEW MAJOR RESERVOIR | 1000 | 1000 | 1000 | 1000 | 1000 | 1000
K | K | LAKEWAY | MUNICIPAL CONSERVATION - LAKEWAY | MUNICIPAL CONSERVATION | 702 | 1652 | 2408 | 3052 | 3640 | 3921
G | G | LEANDER | BRUSHY CREEK RUA-EXISTING CONTRACTS | OTHER SURFACE WATER | 15800 | 15719 | 16900 | 17000 | 17000 | 17000
G | K | LEANDER | DROUGHT MANAGEMENT | DROUGHT MANAGEMENT | 170 | 436 | 753 | 813 | 843 | 882
G | K | LEANDER | LCRA - LANE CITY RESERVOIR | NEW MAJOR RESERVOIR | 0 | 0 | 0 | 3336 | 9347 | 15976
G | K | LEE COUNTY WSC | DROUGHT MANAGEMENT | DROUGHT MANAGEMENT | 30 | 33 | 35 | 37 | 38 | 40
G | G | LEXINGTON | MUNICIPAL WATER CONSERVATION (RURAL) - LEXINGTON | MUNICIPAL CONSERVATION | 8 | 26 | 23 | 21 | 21 | 21
G | G | LIBERTY HILL | BRUSHY CREEK RUA-EXISTING CONTRACTS | OTHER SURFACE WATER | 600 | 600 | 600 | 600 | 600 | 600
K | K | LLANO | DEVELOPMENT OF NEW GROUNDWATER SUPPLIES - HICKORY AQUIFER | GROUNDWATER WELLS AND OTHER | 200 | 200 | 200 | 200 | 200 | 200
K | K | LLANO | DIRECT REUSE - LLANO | OTHER DIRECT REUSE | 100 | 100 | 100 | 100 | 100 | 100
K | K | LLANO | DROUGHT MANAGEMENT | DROUGHT MANAGEMENT | 129 | 134 | 132 | 128 | 133 | 137 | 1450 | 1372 | 1395 | 1781 | 2289 | 2863
K | K | LLANO | MUNICIPAL CONSERVATION - LLANO | MUNICIPAL CONSERVATION | 88 | 118 | 143 | 169 | 209 | 252
L | L | LOCKHART | DROUGHT MANAGEMENT - LOCKHART | DROUGHT MANAGEMENT | 113 | 0 | 0 | 0 | 0 | 0
L | L | LOCKHART | GBRA - MBWSP - SURFACE WATER W/ ASR (OPTION 3C) | AQUIFER STORAGE AND RECOVERY | 1120 | 1120 | 1120 | 1484 | 1947 | 2402
L | L | LOCKHART | MUNICIPAL WATER CONSERVATION (SUBURBAN) | MUNICIPAL CONSERVATION | 0 | 0 | 0 | 0 | 0 | 72
K | K | LOOP 360 WSC | DROUGHT MANAGEMENT | DROUGHT MANAGEMENT | 176 | 183 | 190 | 197 | 204 | 211
K | K | LOOP 360 WSC | MUNICIPAL CONSERVATION - LOOP 360 WSC | MUNICIPAL CONSERVATION | 116 | 224 | 333 | 441 | 546 | 648
K | K | LOST CREEK MUD | DROUGHT MANAGEMENT | DROUGHT MANAGEMENT | 218 | 214 | 211 | 211 | 211 | 211
K | K | LOST CREEK MUD | MUNICIPAL CONSERVATION - LOST CREEK MUD | MUNICIPAL CONSERVATION | 108 | 137 | 171 | 215 | 254 | 294
L | L | LULING | GBRA - MBWSP - SURFACE WATER W/ ASR (OPTION 3C) | AQUIFER STORAGE AND RECOVERY | 1680 | 1680 | 1680 | 1680 | 1684 | 1875
L | L | LULING | MUNICIPAL WATER CONSERVATION (RURAL) | MUNICIPAL CONSERVATION | 0 | 0 | 0 | 0 | 0 | 3
K | K | MANOR | DROUGHT MANAGEMENT | DROUGHT MANAGEMENT | 171 | 234 | 294 | 362 | 422 | 477
K | K | MANOR | EXPANSION OF CURRENT GROUNDWATER SUPPLIES - TRINITY AQUIFER | GROUNDWATER WELLS AND OTHER | 0 | 600 | 600 | 600 | 600 | 600
K | K | MANUFACTURING, BASTROP | EXPANSION OF CURRENT GROUNDWATER SUPPLIES - CARRIZO-WILCOX AQUIFER | GROUNDWATER WELLS AND OTHER | 55 | 87 | 120 | 151 | 174 | 199
K | K | MANUFACTURING, FAYETTE | EXPANSION OF CURRENT GROUNDWATER SUPPLIES - GULF COAST AQUIFER | GROUNDWATER WELLS AND OTHER | 391 | 391 | 391 | 391 | 391 | 391 | 3983 | 9057 | 10791 | 13949 | 16224 | 16874
G | G | MANUFACTURING, WILLIAMSON | INDUSTRIAL WATER CONSERVATION | OTHER CONSERVATION | 71 | 135 | 212 | 234 | 254 | 276
K | K | MANVILLE WSC | DROUGHT MANAGEMENT | DROUGHT MANAGEMENT | 448 | 541 | 630 | 733 | 825 | 911
K | K | MANVILLE WSC | EXPANSION OF CURRENT GROUNDWATER SUPPLIES - TRINITY AQUIFER | GROUNDWATER WELLS AND OTHER | 0 | 0 | 0 | 1000 | 1000 | 1000
K | K | MANVILLE WSC | LCRA - MID BASIN RESERVOIR | NEW MAJOR RESERVOIR | 0 | 0 | 0 | 500 | 2000 | 2000
K | K | MARBLE FALLS | DIRECT REUSE - MARBLE FALLS | OTHER DIRECT REUSE | 11 | 11 | 11 | 11 | 11 | 11
K | K | MARBLE FALLS | DROUGHT MANAGEMENT | DROUGHT MANAGEMENT | 466 | 674 | 968 | 1122 | 1225 | 1277
K | K | MARBLE FALLS | LCRA - LANE CITY RESERVOIR | NEW MAJOR RESERVOIR | 500 | 4000 | 4000 | 4000 | 4000 | 4000
K | K | MARBLE FALLS | MUNICIPAL CONSERVATION - MARBLE FALLS | MUNICIPAL CONSERVATION | 234 | 587 | 1016 | 1397 | 1764 | 2059
L | L | MARTINDALE | DROUGHT MANAGEMENT - MARTINDALE | DROUGHT MANAGEMENT | 9 | 0 | 0 | 0 | 0 | 0
L | L | MARTINDALE | HAYS/CALDWELL PUA PROJECT | GROUNDWATER WELLS AND OTHER | 0 | 31 | 66 | 102 | 140 | 177
L | L | MARTINDALE | MUNICIPAL WATER CONSERVATION (RURAL) | MUNICIPAL CONSERVATION | 0 | 0 | 0 | 0 | 0 | 1
K | K | MEADOWLAKES | DROUGHT MANAGEMENT | DROUGHT MANAGEMENT | 170 | 204 | 233 | 261 | 286 | 308
K | K | MEADOWLAKES | MUNICIPAL CONSERVATION - MEADOWLAKES | MUNICIPAL CONSERVATION | 84 | 188 | 309 | 443 | 573 | 708
K | K | MINING, BASTROP | DEVELOPMENT OF NEW GROUNDWATER SUPPLIES - CARRIZO-WILCOX AQUIFER | GROUNDWATER WELLS AND OTHER | 0 | 0 | 466 | 466 | 466 | 466
K | K | MINING, BASTROP | DEVELOPMENT OF NEW GROUNDWATER SUPPLIES - QUEEN CITY AQUIFER | GROUNDWATER WELLS AND OTHER | 110 | 306 | 0 | 0 | 0 | 0
K | K | MINING, BURNET | EXPANSION OF CURRENT GROUNDWATER SUPPLIES - ELLENBURGER-SAN SABA AQUIFER | GROUNDWATER WELLS AND OTHER | 1500 | 1500 | 1500 | 1500 | 1500 | 1500
K | K | MINING, BURNET | EXPANSION OF CURRENT GROUNDWATER SUPPLIES - HICKORY AQUIFER | GROUNDWATER WELLS AND OTHER | 0 | 500 | 1000 | 1800 | 1800 | 1800
K | K | MINING, BURNET | EXPANSION OF CURRENT GROUNDWATER SUPPLIES - MARBLE FALLS AQUIFER | GROUNDWATER WELLS AND OTHER | 0 | 0 | 0 | 0 | 1000 | 1500 | 2612 | 2787 | 3265 | 2846 | 3614 | 4165
K | K | MINING, FAYETTE | EXPANSION OF CURRENT GROUNDWATER SUPPLIES - GULF COAST AQUIFER | GROUNDWATER WELLS AND OTHER | 1920 | 1520 | 1061 | 618 | 344 | 344
K | K | MINING, FAYETTE | EXPANSION OF CURRENT GROUNDWATER SUPPLIES - SPARTA AQUIFER | GROUNDWATER WELLS AND OTHER | 66 | 42 | 13 | 0 | 0 | 0
K | K | MINING, HAYS | DIRECT REUSE - BUDA | OTHER DIRECT REUSE | 0 | 0 | 500 | 500 | 500 | 500
K | K | MINING, HAYS | EDWARDS / MIDDLE TRINITY ASR | AQUIFER STORAGE AND RECOVERY | 0 | 100 | 100 | 100 | 100 | 100
K | K | MINING, HAYS | EXPANSION OF CURRENT GROUNDWATER SUPPLIES - TRINITY AQUIFER | GROUNDWATER WELLS AND OTHER | 531 | 761 | 1047 | 1047 | 1047 | 1047
G | G | MINING, LEE | INDUSTRIAL WATER CONSERVATION | OTHER CONSERVATION | 95 | 364 | 544 | 581 | 623 | 674
G | G | MINING, WILLIAMSON | INDUSTRIAL WATER CONSERVATION | OTHER CONSERVATION | 155 | 312 | 515 | 599 | 685 | 783
K | L | MOUNTAIN CITY | DROUGHT MANAGEMENT - MOUNTAIN CITY | DROUGHT MANAGEMENT | 1 | 0 | 0 | 0 | 0 | 0 | 1 | 44 | 44 | 44 | 44 | 44
K | K | MOUNTAIN CITY | EDWARDS / MIDDLE TRINITY ASR | AQUIFER STORAGE AND RECOVERY | 0 | 44 | 44 | 44 | 44 | 44
K | L | MOUNTAIN CITY | LOCAL TRINITY AQUIFER DEVELOPMENT | GROUNDWATER WELLS AND OTHER | 60 | 60 | 60 | 60 | 60 | 60
K | L | MOUNTAIN CITY | MUNICIPAL WATER CONSERVATION (RURAL) | MUNICIPAL CONSERVATION | 0 | 0 | 0 | 0 | 0 | 1
L | L | MUSTANG RIDGE | MUNICIPAL WATER CONSERVATION (RURAL) | MUNICIPAL CONSERVATION | 0 | 0 | 0 | 0 | 0 | 1
L | L | NIEDERWALD | DROUGHT MANAGEMENT - NIEDERWALD | DROUGHT MANAGEMENT | 4 | 0 | 0 | 0 | 0 | 0
L | L | NIEDERWALD | GBRA - MBWSP - SURFACE WATER W/ ASR (OPTION 3C) | AQUIFER STORAGE AND RECOVERY | 62 | 81 | 105 | 134 | 166 | 203
K | K | NORTH AUSTIN MUD #1 | DROUGHT MANAGEMENT | DROUGHT MANAGEMENT | 128 | 124 | 121 | 118 | 118 | 118
K | K | NORTHTOWN MUD | DROUGHT MANAGEMENT | DROUGHT MANAGEMENT | 104 | 120 | 135 | 152 | 167 | 180
K | K | PFLUGERVILLE | DIRECT REUSE - PFLUGERVILLE | OTHER DIRECT REUSE | 500 | 1000 | 2000 | 2000 | 4000 | 4000
K | K | PFLUGERVILLE | DROUGHT MANAGEMENT | DROUGHT MANAGEMENT | 3194 | 4276 | 5311 | 6474 | 7503 | 8463
K | K | PFLUGERVILLE | EXPANSION OF CURRENT GROUNDWATER SUPPLIES - EDWARDS-BFZ AQUIFER | GROUNDWATER WELLS AND OTHER | 0 | 0 | 1000 | 1000 | 1000 | 1000
K | K | PFLUGERVILLE | LCRA - LANE CITY RESERVOIR | NEW MAJOR RESERVOIR | 0 | 0 | 0 | 3000 | 3000 | 4000
K | K | PFLUGERVILLE | LCRA - MID BASIN RESERVOIR | NEW MAJOR RESERVOIR | 0 | 0 | 0 | 0 | 0 | 2000
K | K | PFLUGERVILLE | MUNICIPAL CONSERVATION - PFLUGERVILLE | MUNICIPAL CONSERVATION | 604 | 2105 | 2625 | 3029 | 3514 | 3966
L | K | PLUM CREEK WATER COMPANY | DROUGHT MANAGEMENT | DROUGHT MANAGEMENT | 8 | 13 | 14 | 15 | 16 | 16
L | L | PLUM CREEK WATER COMPANY | HAYS/CALDWELL PUA PROJECT | GROUNDWATER WELLS AND OTHER | 0 | 185 | 185 | 185 | 185 | 185
L | L | PLUM CREEK WATER COMPANY | LOCAL TRINITY AQUIFER DEVELOPMENT | GROUNDWATER WELLS AND OTHER | 0 | 185 | 185 | 185 | 185 | 185
K | K | POINT VENTURE | DROUGHT MANAGEMENT | DROUGHT MANAGEMENT | 52 | 66 | 80 | 96 | 109 | 122
K | K | POINT VENTURE | LCRA - LANE CITY RESERVOIR | NEW MAJOR RESERVOIR | 0 | 100 | 100 | 300 | 300 | 300
K | K | POINT VENTURE | MUNICIPAL CONSERVATION - POINT VENTURE | MUNICIPAL CONSERVATION | 34 | 82 | 139 | 191 | 241 | 301
L | L | POLONIA WSC | LOCAL CARRIZO AQUIFER WITH CONVERSION | GROUNDWATER WELLS AND OTHER | 0 | 0 | 0 | 146 | 341 | 541
K | K | ROLLINGWOOD | DROUGHT MANAGEMENT | DROUGHT MANAGEMENT | 58 | 57 | 56 | 56 | 56 | 57
K | K | ROLLINGWOOD | LCRA - MID BASIN RESERVOIR | NEW MAJOR RESERVOIR | 0 | 400 | 400 | 400 | 400 | 400
K | K | ROLLINGWOOD | MUNICIPAL CONSERVATION - ROLLINGWOOD | MUNICIPAL CONSERVATION | 38 | 67 | 79 | 91 | 104 | 118
G | G | ROUND ROCK | ADDITIONAL ADVANCED CONSERVATION - ROUND ROCK | MUNICIPAL CONSERVATION | 0 | 0 | 1060 | 2825 | 5310 | 8446
G | G | ROUND ROCK | BRA SYSTEM OPERATIONS-LITTLE RIVER | OTHER SURFACE WATER | 0 | 122 | 361 | 1626 | 1943 | 2443
G | K | ROUND ROCK | DROUGHT MANAGEMENT | DROUGHT MANAGEMENT | 19 | 21 | 24 | 26 | 29 | 31
G | G | ROUND ROCK | LITTLE RIVER OCR | NEW MAJOR RESERVOIR | 0 | 0 | 0 | 0 | 3300 | 10800
G | K | ROUND ROCK | MUNICIPAL CONSERVATION - ROUND ROCK | MUNICIPAL CONSERVATION | 13 | 11 | 10 | 8 | 9 | 10
G | G | ROUND ROCK | MUNICIPAL WATER CONSERVATION (SUBURBAN) - ROUND ROCK | MUNICIPAL CONSERVATION | 520 | 119 | 0 | 0 | 0 | 0
L | L | SAN MARCOS | GBRA - MBWSP - SURFACE WATER W/ ASR (OPTION 3C) | AQUIFER STORAGE AND RECOVERY | 0 | 0 | 2380 | 3471 | 4581 | 5717
L | L | SAN MARCOS | HAYS/CALDWELL PUA PROJECT | GROUNDWATER WELLS AND OTHER | 0 | 0 | 0 | 1965 | 4576 | 7891
L | L | SAN MARCOS | MUNICIPAL WATER CONSERVATION (SUBURBAN) | MUNICIPAL CONSERVATION | 179 | 778 | 1122 | 1684 | 2507 | 3588
L | L | SAN MARCOS | REUSE - SAN MARCOS | OTHER DIRECT REUSE | 1932 | 2887 | 3960 | 5207 | 6656 | 8341
K | K | SCHULENBURG | DROUGHT MANAGEMENT | DROUGHT MANAGEMENT | 110 | 123 | 132 | 139 | 146 | 150
K | K | SCHULENBURG | MUNICIPAL CONSERVATION - SCHULENBURG | MUNICIPAL CONSERVATION | 37 | 63 | 96 | 141 | 188 | 232
K | K | SHADY HOLLOW MUD | DROUGHT MANAGEMENT | DROUGHT MANAGEMENT | 117 | 114 | 111 | 110 | 110 | 110
K | K | SHADY HOLLOW MUD | MUNICIPAL CONSERVATION - SHADY HOLLOW MUD | MUNICIPAL CONSERVATION | 38 | 16 | 0 | 0 | 0 | 0
K | K | SMITHVILLE | DEVELOPMENT OF NEW GROUNDWATER SUPPLIES - QUEEN CITY AQUIFER | GROUNDWATER WELLS AND OTHER | 0 | 0 | 0 | 0 | 0 | 150
K | K | SMITHVILLE | DROUGHT MANAGEMENT | DROUGHT MANAGEMENT | 126 | 161 | 208 | 273 | 362 | 480
K | K | SMITHVILLE | MUNICIPAL CONSERVATION - SMITHVILLE | MUNICIPAL CONSERVATION | 44 | 72 | 76 | 88 | 117 | 155
K | K | STEAM ELECTRIC POWER, BASTROP | LCRA - EXPAND USE OF GROUNDWATER (CARRIZO-WILCOX AQUIFER) | GROUNDWATER WELLS AND OTHER | 300 | 300 | 300 | 300 | 300 | 300
K | K | STEAM ELECTRIC POWER, FAYETTE | CITY OF AUSTIN - LAKE LONG ENHANCED STORAGE | OTHER SURFACE WATER | 2000 | 2000 | 2000 | 2000 | 2000 | 2000
K | K | STEAM ELECTRIC POWER, FAYETTE | LCRA - GROUNDWATER SUPPLY FOR FPP (OFF-SITE) | GROUNDWATER WELLS AND OTHER | 2500 | 2500 | 2500 | 2500 | 2500 | 2500
K | K | STEAM ELECTRIC POWER, FAYETTE | LCRA - GROUNDWATER SUPPLY FOR FPP (ON-SITE) | GROUNDWATER WELLS AND OTHER | 700 | 700 | 700 | 700 | 700 | 700
K | K | STEAM ELECTRIC POWER, FAYETTE | LCRA - LANE CITY RESERVOIR | NEW MAJOR RESERVOIR | 6000 | 7000 | 9000 | 11000 | 13000 | 15000
K | K | STEAM ELECTRIC POWER, TRAVIS | CITY OF AUSTIN - DIRECT REUSE | OTHER DIRECT REUSE | 3500 | 7500 | 7500 | 8500 | 9500 | 10500
K | K | STEAM ELECTRIC POWER, TRAVIS | LCRA - MID BASIN RESERVOIR | NEW MAJOR RESERVOIR | 0 | 0 | 0 | 0 | 4543 | 11030
K | K | SUNRISE BEACH VILLAGE | DROUGHT MANAGEMENT | DROUGHT MANAGEMENT | 4 | 4 | 4 | 3 | 3 | 3
K | K | SUNSET VALLEY | DEVELOPMENT OF NEW GROUNDWATER SUPPLIES - TRINITY AQUIFER | GROUNDWATER WELLS AND OTHER | 0 | 0 | 200 | 200 | 200 | 200
K | K | SUNSET VALLEY | DROUGHT MANAGEMENT | DROUGHT MANAGEMENT | 116 | 150 | 182 | 218 | 250 | 280
K | K | SUNSET VALLEY | EDWARDS / MIDDLE TRINITY ASR | AQUIFER STORAGE AND RECOVERY | 0 | 200 | 200 | 200 | 200 | 200
K | K | SUNSET VALLEY | LCRA - MID BASIN RESERVOIR | NEW MAJOR RESERVOIR | 0 | 715 | 715 | 715 | 715 | 715
K | K | SUNSET VALLEY | MUNICIPAL CONSERVATION - SUNSET VALLEY | MUNICIPAL CONSERVATION | 38 | 90 | 158 | 241 | 305 | 366
G | G | TAYLOR | MUNICIPAL WATER CONSERVATION (SUBURBAN) - TAYLOR | MUNICIPAL CONSERVATION | 75 | 73 | 17 | 0 | 0 | 0
K | K | THE HILLS | DROUGHT MANAGEMENT | DROUGHT MANAGEMENT | 217 | 217 | 216 | 216 | 216 | 216
K | K | THE HILLS | MUNICIPAL CONSERVATION - THE HILLS | MUNICIPAL CONSERVATION | 144 | 272 | 386 | 487 | 581 | 665
K | K | TRAVIS COUNTY MUD #4 | DROUGHT MANAGEMENT | DROUGHT MANAGEMENT | 522 | 602 | 677 | 762 | 837 | 907
K | K | TRAVIS COUNTY MUD #4 | MUNICIPAL CONSERVATION - TRAVIS COUNTY MUD #4 | MUNICIPAL CONSERVATION | 262 | 564 | 912 | 1302 | 1705 | 2114
K | K | TRAVIS COUNTY WCID #10 | DROUGHT MANAGEMENT | DROUGHT MANAGEMENT | 532 | 607 | 679 | 761 | 835 | 905
K | K | TRAVIS COUNTY WCID #10 | LCRA - LANE CITY RESERVOIR | NEW MAJOR RESERVOIR | 0 | 3000 | 3000 | 3000 | 3000 | 3000
K | K | TRAVIS COUNTY WCID #10 | MUNICIPAL CONSERVATION - TRAVIS COUNTY WCID #10 | MUNICIPAL CONSERVATION | 213 | 445 | 707 | 996 | 1316 | 1533
K | K | TRAVIS COUNTY WCID #17 | DROUGHT MANAGEMENT | DROUGHT MANAGEMENT | 1268 | 1508 | 1653 | 1678 | 1722 | 1776
K | K | TRAVIS COUNTY WCID #17 | LCRA - LANE CITY RESERVOIR | NEW MAJOR RESERVOIR | 1000 | 2000 | 2000 | 2000 | 2000 | 2000
K | K | TRAVIS COUNTY WCID #17 | MUNICIPAL CONSERVATION - TRAVIS COUNTY WCID #17 | MUNICIPAL CONSERVATION | 853 | 1825 | 2399 | 2889 | 3325 | 4645
K | K | TRAVIS COUNTY WCID #18 | DROUGHT MANAGEMENT | DROUGHT MANAGEMENT | 168 | 190 | 211 | 236 | 259 | 280
K | K | TRAVIS COUNTY WCID #18 | MUNICIPAL CONSERVATION - TRAVIS COUNTY WCID #18 | MUNICIPAL CONSERVATION | 60 | 95 | 87 | 87 | 96 | 104
K | K | TRAVIS COUNTY WCID #19 | DROUGHT MANAGEMENT | DROUGHT MANAGEMENT | 100 | 99 | 99 | 99 | 99 | 99
K | K | TRAVIS COUNTY WCID #19 | MUNICIPAL CONSERVATION - TRAVIS COUNTY WCID #19 | MUNICIPAL CONSERVATION | 50 | 92 | 131 | 166 | 199 | 229
K | K | TRAVIS COUNTY WCID #20 | DROUGHT MANAGEMENT | DROUGHT MANAGEMENT | 118 | 117 | 117 | 117 | 116 | 116
K | K | TRAVIS COUNTY WCID #20 | MUNICIPAL CONSERVATION - TRAVIS COUNTY WCID #20 | MUNICIPAL CONSERVATION | 59 | 110 | 153 | 197 | 234 | 268
K | K | VOLENTE | DROUGHT MANAGEMENT | DROUGHT MANAGEMENT | 4 | 4 | 5 | 6 | 7 | 7
K | K | VOLENTE | LCRA - LANE CITY RESERVOIR | NEW MAJOR RESERVOIR | 142 | 142 | 142 | 142 | 142 | 142
K | K | WELLS BRANCH MUD | DROUGHT MANAGEMENT | DROUGHT MANAGEMENT | 88 | 86 | 85 | 84 | 84 | 84
K | K | WEST LAKE HILLS | DROUGHT MANAGEMENT | DROUGHT MANAGEMENT | 313 | 310 | 308 | 307 | 306 | 306
K | K | WEST LAKE HILLS | LCRA - MID BASIN RESERVOIR | NEW MAJOR RESERVOIR | 0 | 1300 | 1300 | 1300 | 1300 | 1300
K | K | WEST LAKE HILLS | MUNICIPAL CONSERVATION - WEST LAKE HILLS | MUNICIPAL CONSERVATION | 157 | 286 | 398 | 505 | 609 | 700
K | K | WEST TRAVIS COUNTY PUBLIC UTILITY AGENCY | DROUGHT MANAGEMENT | DROUGHT MANAGEMENT | 1292 | 1696 | 2170 | 2757 | 3400 | 4120
K | K | WEST TRAVIS COUNTY PUBLIC UTILITY AGENCY | HAYS COUNTY PIPELINE - REGION K RECOMMENDED | GROUNDWATER WELLS AND OTHER | 0 | 1000 | 1000 | 1000 | 1000 | 1000
K | K | WEST TRAVIS COUNTY PUBLIC UTILITY AGENCY | LCRA - LANE CITY RESERVOIR | NEW MAJOR RESERVOIR | 0 | 700 | 2900 | 3400 | 6200 | 6200
K | K | WEST TRAVIS COUNTY PUBLIC UTILITY AGENCY | MUNICIPAL CONSERVATION - WEST TRAVIS COUNTY PUA | MUNICIPAL CONSERVATION | 639 | 1575 | 2873 | 4665 | 6874 | 9574
G | G | WILLIAMSON COUNTY MUD #10 | MUNICIPAL WATER CONSERVATION (SUBURBAN) - WILLIAMSON COUNTY MUD #10 | MUNICIPAL CONSERVATION | 61 | 181 | 352 | 489 | 587 | 688
G | G | WILLIAMSON COUNTY MUD #11 | MUNICIPAL WATER CONSERVATION (SUBURBAN) - WILLIAMSON COUNTY MUD #11 | MUNICIPAL CONSERVATION | 35 | 103 | 193 | 233 | 278 | 326
G | G | WILLIAMSON COUNTY MUD #9 | MUNICIPAL WATER CONSERVATION (SUBURBAN) - WILLIAMSON COUNTY MUD #9 | MUNICIPAL CONSERVATION | 37 | 128 | 263 | 319 | 382 | 448
G | K | WILLIAMSON-TRAVIS COUNTY MUD #1 | DROUGHT MANAGEMENT | DROUGHT MANAGEMENT | 23 | 22 | 22 | 22 | 22 | 22 | 33 | 77 | 174 | 501 | 887 | 1227
L | L | WIMBERLEY | GBRA - MBWSP - SURFACE WATER W/ ASR (OPTION 3C) | AQUIFER STORAGE AND RECOVERY | 0 | 0 | 74 | 356 | 678 | 933
L | L | WIMBERLEY | MUNICIPAL WATER CONSERVATION (RURAL) | MUNICIPAL CONSERVATION | 10 | 55 | 78 | 123 | 187 | 272
L | L | WIMBERLEY | TWA REGIONAL CARRIZO AQUIFER DEVELOPMENT | GROUNDWATER WELLS AND OTHER | 0 | 0 | 100 | 100 | 100 | 100 | 0 | 0 | 236 | 564 | 934 | 1336
L | L | WIMBERLEY | TWA TRINITY AQUIFER DEVELOPMENT | GROUNDWATER WELLS AND OTHER | 0 | 0 | 0 | 0 | 0 | 113
L | L | WIMBERLEY WSC | GBRA - MBWSP - SURFACE WATER W/ ASR (OPTION 3C) | AQUIFER STORAGE AND RECOVERY | 0 | 0 | 136 | 464 | 834 | 1123
L | L | WIMBERLEY WSC | TWA REGIONAL CARRIZO AQUIFER DEVELOPMENT | GROUNDWATER WELLS AND OTHER | 0 | 0 | 100 | 100 | 100 | 100
L | L | WIMBERLEY WSC | TWA TRINITY AQUIFER DEVELOPMENT | GROUNDWATER WELLS AND OTHER | 0 | 0 | 0 | 0 | 0 | 133
L | L | WOODCREEK | MUNICIPAL WATER CONSERVATION (SUBURBAN) | MUNICIPAL CONSERVATION | 10 | 25 | 31 | 41 | 57 | 76

## G,K,L CAPCOG WMS Costs
Project sponsor region | Project sponsors | Project | Project related water management strategy types | Online decade | Capital cost
K | AQUA WSC | EXPANSION OF CARRIZO-WILCOX AQUIFER SUPPLIES - AQUA WSC | MUNICIPAL CONSERVATION | 2020 | 9777000
K | AQUA WSC | MUNICIPAL CONSERVATION - AQUA WSC | MUNICIPAL CONSERVATION | 2020 | 1384870
K | AQUA WSC | NEW SURFACE WATER INFRASTRUCTURE - AQUA WSC | MUNICIPAL CONSERVATION | 2040 | 127538000
K | AUSTIN | CITY OF AUSTIN - AQUIFER STORAGE AND RECOVERY | MUNICIPAL CONSERVATION | 2020 | 312316000
K | AUSTIN | CITY OF AUSTIN - CAPTURE LOCAL INFLOWS TO LADY BIRD LAKE | GROUNDWATER WELLS AND OTHER | 2020 | 2949000
K | AUSTIN | CITY OF AUSTIN - DIRECT REUSE | GROUNDWATER WELLS AND OTHER | 2020 | 536176000
K | AUSTIN | CITY OF AUSTIN - INDIRECT POTABLE REUSE THROUGH LADY BIRD LAKE | GROUNDWATER WELLS AND OTHER | 2020 | 41970000
K | AUSTIN | CITY OF AUSTIN - LAKE LONG ENHANCED STORAGE | GROUNDWATER WELLS AND OTHER | 2020 | 31041000
K | AUSTIN | CITY OF AUSTIN - LONGHORN DAM OPERATIONS IMPROVEMENTS | GROUNDWATER WELLS AND OTHER | 2020 | 1036000
K | AUSTIN | CITY OF AUSTIN - OTHER REUSE | GROUNDWATER WELLS AND OTHER | 2020 | 21772000
K | AUSTIN | CITY OF AUSTIN - RAINWATER HARVESTING | OTHER CONSERVATION | 2020 | 690167000
K | AUSTIN | CITY OF AUSTIN CONSERVATION | IRRIGATION CONSERVATION; OTHER SURFACE WATER | 2020 | 41434437
G | BARTLETT | ADDITIONAL ADVANCED CONSERVATION - BARTLETT | OTHER SURFACE WATER | 2050 | 267000
G | BARTLETT | MUNICIPAL WATER CONSERVATION (SUBURBAN) - BARTLETT | INDIRECT REUSE; NEW MAJOR RESERVOIR; OTHER SURFACE WATER | 2020 | 287000
G | BARTLETT | TRINITY AQUIFER DEVELOPMENT- BARTLETT | INDIRECT REUSE | 2020 | 10428000
K | BARTON CREEK WEST WSC | MUNICIPAL CONSERVATION - BARTON CREEK WEST WSC | INDIRECT REUSE; NEW MAJOR RESERVOIR; OTHER SURFACE WATER | 2020 | 38391
K | BASTROP | DEVELOPMENT OF NEW CARRIZO-WILCOX AQUIFER SUPPLIES - BASTROP | GROUNDWATER WELLS AND OTHER | 2020 | 2976000
K | BASTROP | DIRECT REUSE - BASTROP | INDIRECT REUSE; NEW MAJOR RESERVOIR; OTHER SURFACE WATER | 2040 | 4625000
K | BASTROP | MUNICIPAL CONSERVATION - BASTROP | INDIRECT REUSE; NEW MAJOR RESERVOIR; OTHER SURFACE WATER | 2020 | 224866
K | BASTROP | NEW SURFACE WATER INFRASTRUCTURE - BASTROP | INDIRECT REUSE; NEW MAJOR RESERVOIR; OTHER SURFACE WATER | 2050 | 34858000
K | BASTROP COUNTY WCID #2 | EXPANSION OF CARRIZO-WILCOX AQUIFER SUPPLIES - BASTROP COUNTY WCID #2 | GROUNDWATER WELLS AND OTHER | 2060 | 2150000
K | BEE CAVE | MUNICIPAL CONSERVATION - BEE CAVE VILLAGE | MUNICIPAL CONSERVATION | 2020 | 137097
K | BERTRAM | EXPANSION OF ELLENBURGER-SAN SABA AQUIFER SUPPLIES - BERTRAM | MUNICIPAL CONSERVATION | 2020 | 2031000
K | BERTRAM | MUNICIPAL CONSERVATION - BERTRAM | MUNICIPAL CONSERVATION | 2020 | 41421
K | BERTRAM; BURNET; COUNTY-OTHER (BURNET) | BUENA VISTA REGIONAL PROJECT | MUNICIPAL CONSERVATION | 2020 | 24990000
K | BLANCO | MUNICIPAL CONSERVATION - BLANCO | MUNICIPAL CONSERVATION | 2020 | 47867
G | BRAZOS RIVER AUTHORITY | BELTON TO STILLHOUSE PIPELINE-BRA | MUNICIPAL CONSERVATION | 2020 | 38069000
G | BRAZOS RIVER AUTHORITY | BRA SYSTEM OPERATION-MAIN STEM | MUNICIPAL CONSERVATION | 2020 | 23581674
G | BRAZOS RIVER AUTHORITY | BRA SYSTEM OPERATIONS-LITTLE RIVER | MUNICIPAL CONSERVATION | 2050 | 23581674
G | BRAZOS RIVER AUTHORITY | CHLORIDE CONTROL PROJECT-BRA | MUNICIPAL CONSERVATION | 2020 | 172652000
G | BRAZOS RIVER AUTHORITY | LAKE AQUILLA REALLOCATION- BRA | MUNICIPAL CONSERVATION | 2020 | 21887000
G | BRAZOS RIVER AUTHORITY | LAKE GRANGER ASR | MUNICIPAL CONSERVATION | 2020 | 99820000
G | BRAZOS RIVER AUTHORITY | LAKE GRANGER AUGMENTATION-PHASE 1-BRA | MUNICIPAL CONSERVATION | 2020 | 85170000
G | BRAZOS RIVER AUTHORITY | LAKE GRANGER AUGMENTATION-PHASE 2-BRA | MUNICIPAL CONSERVATION | 2020 | 637057000
G | BRAZOS RIVER AUTHORITY | LITTLE RIVER OCR-BRA | MUNICIPAL CONSERVATION | 2030 | 487611000
G | BRUSHY CREEK MUD | ADDITIONAL ADVANCED CONSERVATION - BRUSHY CREEK MUD | MUNICIPAL CONSERVATION | 2020 | 1691000
G | BRUSHY CREEK MUD | EDWARDS AQUIFER DEVELOPMENT-BRUSHY CREEK MUD | MUNICIPAL CONSERVATION | 2050 | 182000
G | BRUSHY CREEK MUD | MUNICIPAL WATER CONSERVATION (SUBURBAN) - BRUSHY CREEK MUD | MUNICIPAL CONSERVATION | 2020 | 6381000
K | BUDA | DIRECT REUSE - BUDA | MUNICIPAL CONSERVATION | 2020 | 6075000
K | BUDA | MUNICIPAL CONSERVATION - BUDA | MUNICIPAL CONSERVATION | 2020 | 221686
K | BUDA; COUNTY-OTHER (HAYS); CREEDMOOR-MAHA WSC | BS/EACD SALINE EDWARDS ASR | MUNICIPAL CONSERVATION | 2030 | 15000000
K | BUDA; COUNTY-OTHER (HAYS); MINING (HAYS); MOUNTAIN CITY; SUNSET VALLEY | BS/EACD EDWARDS / MIDDLE TRINITY ASR | MUNICIPAL CONSERVATION | 2030 | 13000000
K | BURNET | MUNICIPAL CONSERVATION - BURNET | MUNICIPAL CONSERVATION | 2020 | 184386
G | CALDWELL | MUNICIPAL WATER CONSERVATION (SUBURBAN) - CALDWELL | MUNICIPAL CONSERVATION | 2020 | 967000
L | CANYON REGIONAL WATER AUTHORITY | BRACKISH WILCOX GROUNDWATER FOR CRWA | MUNICIPAL CONSERVATION | 2030 | 62787000
L | CANYON REGIONAL WATER AUTHORITY | CRWA SIESTA PROJECT | MUNICIPAL CONSERVATION | 2030 | 68798000
L | CANYON REGIONAL WATER AUTHORITY | CRWA WELLS RANCH PROJECT PHASE II | MUNICIPAL CONSERVATION | 2020 | 37292000
K | CEDAR PARK | MUNICIPAL CONSERVATION - CEDAR PARK | MUNICIPAL CONSERVATION | 2020 | 238695
G | CEDAR PARK | MUNICIPAL WATER CONSERVATION (SUBURBAN) - CEDAR PARK | MUNICIPAL CONSERVATION | 2020 | 14602000
G | CEDAR PARK; ROUND ROCK; LIBERTY HILL; LEANDER | BRUSHY CREEK RUA WATER SUPPLY | MUNICIPAL CONSERVATION | 2020 | 318401660
G | CHISHOLM TRAIL SUD | ADDITIONAL ADVANCED CONSERVATION - CHISHOLM TRAIL SUD | MUNICIPAL CONSERVATION | 2040 | 7734000
G | CHISHOLM TRAIL SUD | CHISHOLM TRAIL SUD WTP EXPANSION | MUNICIPAL CONSERVATION | 2020 | 31675000
G | CHISHOLM TRAIL SUD | MUNICIPAL WATER CONSERVATION (SUBURBAN) - CHISHOLM TRAIL SUD | MUNICIPAL CONSERVATION | 2020 | 6762000
K | COTTONWOOD SHORES | MUNICIPAL CONSERVATION - COTTONWOOD SHORES | MUNICIPAL CONSERVATION | 2020 | 30672
K | COTTONWOOD SHORES; COUNTY-OTHER (BURNET); MARBLE FALLS | MARBLE FALLS REGIONAL PROJECT | MUNICIPAL CONSERVATION | 2020 | 48601000
L | COUNTY LINE WSC | REUSE - COUNTY LINE WSC | MUNICIPAL CONSERVATION | 2020 | 0
K | COUNTY-OTHER (BASTROP) | EXPANSION OF CARRIZO-WILCOX AQUIFER SUPPLIES - BASTROP COUNTY-OTHER | MUNICIPAL CONSERVATION | 2020 | 2150000
K | COUNTY-OTHER (BASTROP) | MUNICIPAL CONSERVATION - BASTROP COUNTY OTHER | MUNICIPAL CONSERVATION | 2020 | 232736
K | COUNTY-OTHER (BLANCO) | EXPANSION OF ELLENBURGER-SAN SABA AQUIFER SUPPLIES - BLANCO COUNTY-OTHER | MUNICIPAL CONSERVATION | 2050 | 821000
K | COUNTY-OTHER (BLANCO) | EXPANSION OF HICKORY AQUIFER SUPPLIES - BLANCO COUNTY-OTHER | MUNICIPAL CONSERVATION | 2050 | 1316000
K | COUNTY-OTHER (BLANCO); COUNTY-OTHER (BURNET); COUNTY-OTHER (GILLESPIE); COUNTY-OTHER (HAYS); COUNTY-OTHER (LLANO); COUNTY-OTHER (MILLS); COUNTY-OTHER (SAN SABA); COUNTY-OTHER (TRAVIS) | BRUSH CONTROL | MUNICIPAL CONSERVATION | 2020 | 17096000
K | COUNTY-OTHER (BURNET) | EAST LAKE BUCHANAN REGIONAL PROJECT | MUNICIPAL CONSERVATION | 2020 | 10337000
K | COUNTY-OTHER (BURNET) | MUNICIPAL CONSERVATION - BURNET COUNTY-OTHER | MUNICIPAL CONSERVATION | 2020 | 164771
K | COUNTY-OTHER (FAYETTE) | EXPANSION OF GULF COAST AQUIFER SUPPLIES - FAYETTE COUNTY-OTHER | INDIRECT REUSE; OTHER SURFACE WATER | 2020 | 4558000
G | COUNTY-OTHER (WILLIAMSON) | ADDITIONAL ADVANCED CONSERVATION - COUNTY-OTHER, WILLIAMSON | INDIRECT REUSE; NEW MAJOR RESERVOIR | 2040 | 10199000
K | DRIPPING SPRINGS | MUNICIPAL CONSERVATION - DRIPPING SPRINGS | GROUNDWATER WELLS AND OTHER | 2020 | 49510
K | DRIPPING SPRINGS WSC | MUNICIPAL CONSERVATION - DRIPPING SPRINGS WSC | GROUNDWATER WELLS AND OTHER | 2020 | 68043
K | ELGIN | EXPANSION OF CARRIZO-WILCOX AQUIFER SUPPLIES - ELGIN | GROUNDWATER WELLS AND OTHER | 2020 | 2150000
K | ELGIN | NEW SURFACE WATER INFRASTRUCTURE - ELGIN | GROUNDWATER WELLS AND OTHER | 2030 | 61623000
G | FERN BLUFF MUD | MUNICIPAL WATER CONSERVATION (SUBURBAN) - FERN BLUFF MUD | OTHER SURFACE WATER | 2020 | 1026000
K | FLATONIA | DIRECT REUSE - FLATONIA | OTHER SURFACE WATER | 2020 | 1226000
K | FLATONIA | EXPANSION OF GULF COAST AQUIFER SUPPLIES - FLATONIA | OTHER SURFACE WATER | 2020 | 2241000
K | FLATONIA | MUNICIPAL CONSERVATION - FLATONIA | OTHER SURFACE WATER | 2020 | 37553
G | FLORENCE | EDWARDS AQUIFER DEVELOPMENT-FLORENCE | OTHER SURFACE WATER | 2060 | 218000
G | FLORENCE | TRINITY AQUIFER DEVELOPMENT (BELL CO.)- FLORENCE | OTHER SURFACE WATER | 2020 | 3778000
G | GEORGETOWN | ADDITIONAL ADVANCED CONSERVATION - GEORGETOWN | GROUNDWATER WELLS AND OTHER | 2060 | 17315000
G | GEORGETOWN | EXPAND WTP (21 MGD)- GEORGETOWN | GROUNDWATER WELLS AND OTHER | 2030 | 44534000
G | GEORGETOWN | MUNICIPAL WATER CONSERVATION (SUBURBAN) - GEORGETOWN | GROUNDWATER WELLS AND OTHER | 2020 | 44986000
G | GIDDINGS | MUNICIPAL WATER CONSERVATION (RURAL) - GIDDINGS | GROUNDWATER WELLS AND OTHER | 2020 | 967000
L | GUADALUPE BLANCO RIVER AUTHORITY | GBRA LOWER BASIN STORAGE | IRRIGATION CONSERVATION | 2020 | 90543000
L | GUADALUPE BLANCO RIVER AUTHORITY | GBRA NEW APPROPRIATION (LOWER BASIN) | IRRIGATION CONSERVATION | 2050 | 298355000
L | GUADALUPE BLANCO RIVER AUTHORITY | INTEGRATED WATER-POWER PROJECT | IRRIGATION CONSERVATION | 2020 | 1600885000
L | GUADALUPE BLANCO RIVER AUTHORITY | MID-BASIN WATER SUPPLY PROJECT | IRRIGATION CONSERVATION | 2020 | 736381000
L | GUADALUPE BLANCO RIVER AUTHORITY | WESTERN CANYON WTP EXPANSION | IRRIGATION CONSERVATION | 2020 | 13528000
L | HAYS CALDWELL PUA | HAYS/CALDWELL PUA PROJECT | GROUNDWATER WELLS AND OTHER | 2020 | 309723000
G | HEART OF TEXAS WATER SUPPLIERS LLC | CARRIZO AQUIFER DEVELOPMENT-HUTTO (HEART OF TEXAS-LEE CO.) | GROUNDWATER WELLS AND OTHER | 2020 | 127086000
K | HORSESHOE BAY | MUNICIPAL CONSERVATION - HORSESHOE BAY | MUNICIPAL CONSERVATION | 2020 | 154204
G | IRRIGATION (WILLIAMSON) | EDWARDS AQUIFER DEVELOPMENT-WILLIAMSON IRRIGATION | MUNICIPAL CONSERVATION | 2020 | 1220000
K | JOHNSON CITY | EXPANSION OF ELLENBURGER-SAN SABA AQUIFER SUPPLIES - JOHNSON CITY | MUNICIPAL CONSERVATION | 2020 | 1505000
K | JOHNSON CITY | MUNICIPAL CONSERVATION - JOHNSON CITY | MUNICIPAL CONSERVATION | 2020 | 45790
G | JONAH WATER SUD; JARRELL; GRANGER; COUNTY-OTHER (WILLIAMSON); BELL-MILAM FALLS WSC; CENTRAL TEXAS WSC | EAST WILLIAMSON COUNTY WATER PROJECT | MUNICIPAL CONSERVATION | 2020 | 42127001
K | JONESTOWN | MUNICIPAL CONSERVATION - JONESTOWN | MUNICIPAL CONSERVATION | 2020 | 46456
L | KYLE | REUSE - KYLE | MUNICIPAL CONSERVATION | 2020 | 37074649
K | LA GRANGE | MUNICIPAL CONSERVATION - LA GRANGE | MUNICIPAL CONSERVATION | 2020 | 117647
K | LAGO VISTA | MUNICIPAL CONSERVATION - LAGO VISTA | MUNICIPAL CONSERVATION | 2020 | 187406
K | LAKEWAY | EXPANSION OF TRINITY AQUIFER SUPPLIES - LAKEWAY | MUNICIPAL CONSERVATION | 2020 | 2985000
K | LAKEWAY | MUNICIPAL CONSERVATION - LAKEWAY | MUNICIPAL CONSERVATION | 2020 | 544773
G | LEXINGTON | MUNICIPAL WATER CONSERVATION (RURAL) - LEXINGTON | MUNICIPAL CONSERVATION | 2020 | 108000
K | LLANO | DEVELOPMENT OF NEW HICKORY AQUIFER SUPPLIES - LLANO | MUNICIPAL CONSERVATION | 2020 | 2743000
K | LLANO | DIRECT REUSE - LLANO | MUNICIPAL CONSERVATION | 2020 | 689000
K | LLANO | MUNICIPAL CONSERVATION - LLANO | MUNICIPAL CONSERVATION | 2020 | 87599
K | LOOP 360 WSC | MUNICIPAL CONSERVATION - LOOP 360 | MUNICIPAL CONSERVATION | 2020 | 71683
K | LOST CREEK MUD | MUNICIPAL CONSERVATION - LOST CREEK MUD | MUNICIPAL CONSERVATION | 2020 | 108519
K | LOWER COLORADO RIVER AUTHORITY | EXPANSION OF CARRIZO-WILCOX AQUIFER SUPPLIES - LCRA | MUNICIPAL CONSERVATION | 2020 | 4564000
K | LOWER COLORADO RIVER AUTHORITY | LCRA - ACQUIRE ADDITIONAL WATER RIGHTS | MUNICIPAL CONSERVATION | 2020 | 125000
K | LOWER COLORADO RIVER AUTHORITY | LCRA - CONTRACT AMENDMENTS | MUNICIPAL CONSERVATION | 2020 | 0
K | LOWER COLORADO RIVER AUTHORITY | LCRA - ENHANCED MUNICIPAL AND INDUSTRIAL CONSERVATION | MUNICIPAL CONSERVATION | 2020 | 64099000
K | LOWER COLORADO RIVER AUTHORITY | LCRA - EXCESS FLOWS PERMIT OFF-CHANNEL RESERVOIR | MUNICIPAL CONSERVATION | 2020 | 298000000
K | LOWER COLORADO RIVER AUTHORITY | LCRA - GROUNDWATER SUPPLY FOR FPP (OFF-SITE) | MUNICIPAL CONSERVATION | 2020 | 20107000
K | LOWER COLORADO RIVER AUTHORITY | LCRA - GROUNDWATER SUPPLY FOR FPP (ON-SITE) | MUNICIPAL CONSERVATION | 2020 | 2749000
K | LOWER COLORADO RIVER AUTHORITY | LCRA - LANE CITY OFF-CHANNEL RESERVOIR | MUNICIPAL CONSERVATION | 2020 | 218593000
K | LOWER COLORADO RIVER AUTHORITY | LCRA - MID-BASIN OFF-CHANNEL RESERVOIR | MUNICIPAL CONSERVATION | 2020 | 298000000
K | LOWER COLORADO RIVER AUTHORITY | LCRA - NEW LCRA CONTRACTS | MUNICIPAL CONSERVATION | 2020 | 0
K | LOWER COLORADO RIVER AUTHORITY | LCRA - PRAIRIE SITE OFF-CHANNEL RESERVOIR | MUNICIPAL CONSERVATION | 2030 | 376000000
K | MANOR | EXPANSION OF TRINITY AQUIFER SUPPLIES - MANOR | OTHER DIRECT REUSE | 2030 | 3442000
K | MANUFACTURING (BASTROP) | EXPANSION OF CARRIZO-WILCOX AQUIFER SUPPLIES - BASTROP COUNTY MANUFACTURING | NEW MAJOR RESERVOIR | 2020 | 2150000
K | MANUFACTURING (FAYETTE) | EXPANSION OF GULF COAST AQUIFER SUPPLIES - FAYETTE COUNTY MANUFACTURING | OTHER SURFACE WATER | 2020 | 2279000
K | MANVILLE WSC | EXPANSION OF TRINITY AQUIFER SUPPLIES - MANVILLE WSC | CONJUNCTIVE USE; INDIRECT REUSE; OTHER SURFACE WATER | 2050 | 5431000
K | MARBLE FALLS | MUNICIPAL CONSERVATION - MARBLE FALLS | CONJUNCTIVE USE; INDIRECT REUSE; OTHER SURFACE WATER | 2020 | 221276
K | MEADOWLAKES | MUNICIPAL CONSERVATION - MEADOWLAKES | MUNICIPAL CONSERVATION | 2020 | 64541
K | MINING (BASTROP) | DEVELOPMENT OF NEW CARRIZO-WILCOX AQUIFER SUPPLIES - BASTROP COUNTY MINING | MUNICIPAL CONSERVATION | 2040 | 3391000
K | MINING (BASTROP) | DEVELOPMENT OF NEW QUEEN CITY AQUIFER SUPPLIES - BASTROP COUNTY MINING | MUNICIPAL CONSERVATION | 2020 | 2446000
K | MINING (BURNET) | EXPANSION OF ELLENBURGER-SAN SABA AQUIFER SUPPLIES - BURNET COUNTY MINING | MUNICIPAL CONSERVATION | 2020 | 13418000
K | MINING (BURNET) | EXPANSION OF HICKORY AQUIFER SUPPLIES - BURNET COUNTY MINING | MUNICIPAL CONSERVATION | 2030 | 13437000
K | MINING (BURNET) | EXPANSION OF MARBLE FALLS AQUIFER SUPPLIES - BURNET COUNTY MINING | MUNICIPAL CONSERVATION | 2060 | 7257000
K | MINING (FAYETTE) | EXPANSION OF GULF COAST AQUIFER SUPPLIES - FAYETTE COUNTY MINING | MUNICIPAL CONSERVATION | 2020 | 7520000
K | MINING (FAYETTE) | EXPANSION OF SPARTA AQUIFER SUPPLIES - FAYETTE COUNTY MINING | MUNICIPAL CONSERVATION | 2020 | 753000
K | MINING (HAYS) | EXPANSION OF TRINITY AQUIFER SUPPLIES - HAYS COUNTY MINING | MUNICIPAL CONSERVATION | 2020 | 4652000
L | MOUNTAIN CITY | LOCAL TRINITY AQUIFER - MOUNTAIN CITY | CONJUNCTIVE USE | 2020 | 731000
K | PFLUGERVILLE | DIRECT REUSE - PFLUGERVILLE | OTHER SURFACE WATER | 2020 | 7959000
K | PFLUGERVILLE | EXPANSION OF EDWARDS (BFZ) AQUIFER SUPPLIES - PFLUGERVILLE | OTHER SURFACE WATER | 2040 | 3729000
K | PFLUGERVILLE | MUNICIPAL CONSERVATION - PFLUGERVILLE | OTHER SURFACE WATER | 2020 | 1701900
L | PLUM CREEK WATER COMPANY | LOCAL TRINITY AQUIFER - PLUM CREEK WC | OTHER SURFACE WATER | 2030 | 1062000
K | POINT VENTURE | MUNICIPAL CONSERVATION - POINT VENTURE | GROUNDWATER WELLS AND OTHER | 2020 | 31028
L | POLONIA WSC | LOCAL CARRIZO AQUIFER - POLONIA WSC | MUNICIPAL CONSERVATION | 2050 | 1683000
K | ROLLINGWOOD | MUNICIPAL CONSERVATION - ROLLINGWOOD | GROUNDWATER WELLS AND OTHER | 2020 | 36238
G | ROUND ROCK | ADDITIONAL ADVANCED CONSERVATION - ROUND ROCK | GROUNDWATER WELLS AND OTHER | 2040 | 33490000
K | ROUND ROCK | MUNICIPAL CONSERVATION - ROUND ROCK | GROUNDWATER WELLS AND OTHER | 2020 | 36147
G | ROUND ROCK | MUNICIPAL WATER CONSERVATION (SUBURBAN) - ROUND ROCK | GROUNDWATER WELLS AND OTHER | 2020 | 2044000
L | SAN MARCOS | REUSE - SAN MARCOS | MUNICIPAL CONSERVATION | 2020 | 86664302
K | SCHULENBURG | MUNICIPAL CONSERVATION - SCHULENBURG | GROUNDWATER DESALINATION | 2020 | 78947
K | SHADY HOLLOW MUD | MUNICIPAL CONSERVATION - SHADY HOLLOW MUD | NEW MAJOR RESERVOIR | 2020 | 106952
K | SMITHVILLE | DEVELOPMENT OF NEW QUEEN CITY AQUIFER SUPPLIES - SMITHVILLE | GROUNDWATER WELLS AND OTHER | 2070 | 2620000
K | SMITHVILLE | MUNICIPAL CONSERVATION - SMITHVILLE | GROUNDWATER WELLS AND OTHER | 2020 | 109412
K | SUNSET VALLEY | DEVELOPMENT OF NEW TRINITY AQUIFER SUPPLIES - SUNSET VALLEY | OTHER SURFACE WATER | 2040 | 2228000
K | SUNSET VALLEY | MUNICIPAL CONSERVATION - SUNSET VALLEY | OTHER SURFACE WATER | 2020 | 31520
G | TAYLOR | MUNICIPAL WATER CONSERVATION (SUBURBAN) - TAYLOR | IRRIGATION CONSERVATION; MUNICIPAL CONSERVATION; OTHER CONSERVATION | 2020 | 295000
L | TEXAS WATER ALLIANCE | TWA REGIONAL CARRIZO | DIRECT POTABLE REUSE | 2020 | 279632000
L | TEXAS WATER ALLIANCE | TWA TRINITY AQUIFER DEVELOPMENT | DIRECT POTABLE REUSE | 2030 | 26087000
K | THE HILLS | MUNICIPAL CONSERVATION - THE HILLS | OTHER SURFACE WATER | 2020 | 97374
K | TRAVIS COUNTY MUD #4 | MUNICIPAL CONSERVATION - TRAVIS COUNTY MUD #4 | MUNICIPAL CONSERVATION | 2020 | 137248
K | TRAVIS COUNTY WCID #10 | MUNICIPAL CONSERVATION - TRAVIS COUNTY WCID #10 | MUNICIPAL CONSERVATION | 2020 | 171890
K | TRAVIS COUNTY WCID #17 | MUNICIPAL CONSERVATION - TRAVIS COUNTY WCID #17 | DIRECT POTABLE REUSE | 2020 | 828248
K | TRAVIS COUNTY WCID #18 | MUNICIPAL CONSERVATION - TRAVIS COUNTY WCID #18 | MUNICIPAL CONSERVATION | 2020 | 147665
K | TRAVIS COUNTY WCID #19 | MUNICIPAL CONSERVATION - TRAVIS COUNTY WCID #19 | MUNICIPAL CONSERVATION | 2020 | 28215
K | TRAVIS COUNTY WCID #20 | MUNICIPAL CONSERVATION - TRAVIS COUNTY WCID #20 | GROUNDWATER DESALINATION | 2020 | 38290
K | VOLENTE | NEW SURFACE WATER INFRASTRUCTURE - VOLENTE | GROUNDWATER DESALINATION | 2020 | 8263000
K | WEST LAKE HILLS | MUNICIPAL CONSERVATION - WEST LAKE HILLS | IRRIGATION CONSERVATION | 2020 | 112784
K | WEST TRAVIS COUNTY PUBLIC UTILITY AGENCY | MUNICIPAL CONSERVATION - WEST TRAVIS COUNTY PUA | IRRIGATION CONSERVATION | 2020 | 461454
K | WEST TRAVIS COUNTY PUBLIC UTILITY AGENCY; COUNTY-OTHER (HAYS); DRIPPING SPRINGS WSC | HAYS COUNTY PIPELINE - REGION K PORTION | IRRIGATION CONSERVATION | 2030 | 23479000
G | WILLIAMSON COUNTY MUD #10 | MUNICIPAL WATER CONSERVATION (SUBURBAN) - WILLIAMSON COUNTY MUD #10 | IRRIGATION CONSERVATION | 2020 | 2705000
G | WILLIAMSON COUNTY MUD #11 | MUNICIPAL WATER CONSERVATION (SUBURBAN) - WILLIAMSON COUNTY MUD #11 | IRRIGATION CONSERVATION | 2020 | 1282000
G | WILLIAMSON COUNTY MUD #9 | MUNICIPAL WATER CONSERVATION (SUBURBAN) - WILLIAMSON COUNTY MUD #9 | GROUNDWATER WELLS AND OTHER | 2020 | 1761000
L | WIMBERLEY; WIMBERLEY WSC; COUNTY-OTHER (HAYS) | HAYS COUNTY FACILITIES EXPANSION | GROUNDWATER WELLS AND OTHER | 2020 | 37432000

## WMS CAPCOG Volume and Costs
|  | G,K,L CAPCOG WMS Costs Sheet |  |  |  |  | G,K,L CAPCOG WMS Volume Sheet
Project sponsor region | County | Project sponsors | Project | Project related water management strategy types | Online decade | Capital cost | Water User Group | Recommended water management strategy | Related water management strategy types | 2020 | 2030 | 2040 | 2050 | 2060 | 2070
K | BASTROP | AQUA WSC | EXPANSION OF CARRIZO-WILCOX AQUIFER SUPPLIES - AQUA WSC | MUNICIPAL CONSERVATION | 2020 | 9777000 | AQUA WSC | EXPANSION OF CURRENT GROUNDWATER SUPPLIES - CARRIZO-WILCOX AQUIFER | GROUNDWATER WELLS AND OTHER | 2500 | 2500 | 4000 | 4000 | 4000 | 4000
K | BASTROP | AQUA WSC | MUNICIPAL CONSERVATION - AQUA WSC | MUNICIPAL CONSERVATION | 2020 | 1384870 | AQUA WSC | MUNICIPAL CONSERVATION - AQUA WSC | MUNICIPAL CONSERVATION | 704 | 1006 | 1066 | 1235 | 1623 | 2130
K | BASTROP | AQUA WSC | NEW SURFACE WATER INFRASTRUCTURE - AQUA WSC | MUNICIPAL CONSERVATION | 2040 | 127538000 | AQUA WSC | LCRA - PRAIRIE SITE RESERVOIR | NEW MAJOR RESERVOIR | 0 | 0 | 5000 | 5000 | 10000 | 15000
K | TRAVIS | AUSTIN | CITY OF AUSTIN - AQUIFER STORAGE AND RECOVERY | MUNICIPAL CONSERVATION | 2020 | 312316000 | AUSTIN | CITY OF AUSTIN - AQUIFER STORAGE AND RECOVERY | AQUIFER STORAGE AND RECOVERY | 10000 | 25000 | 25000 | 50000 | 50000 | 50000
K | TRAVIS | AUSTIN | CITY OF AUSTIN - CAPTURE LOCAL INFLOWS TO LADY BIRD LAKE | GROUNDWATER WELLS AND OTHER | 2020 | 2949000 | AUSTIN | CITY OF AUSTIN - CAPTURE LOCAL INFLOWS TO LADY BIRD LAKE | OTHER SURFACE WATER | 1000 | 1000 | 1000 | 1000 | 1000 | 1000
K | TRAVIS | AUSTIN | CITY OF AUSTIN - DIRECT REUSE | GROUNDWATER WELLS AND OTHER | 2020 | 536176000 | AUSTIN | CITY OF AUSTIN - DIRECT REUSE | OTHER DIRECT REUSE | 5429 | 10429 | 20429 | 22929 | 25429 | 27929
K | TRAVIS | AUSTIN | CITY OF AUSTIN - INDIRECT POTABLE REUSE THROUGH LADY BIRD LAKE | GROUNDWATER WELLS AND OTHER | 2020 | 41970000 | AUSTIN | CITY OF AUSTIN - INDIRECT POTABLE REUSE THROUGH LADY BIRD LAKE | INDIRECT REUSE | 20000 | 20000 | 20000 | 20000 | 20000 | 20000
K | TRAVIS | AUSTIN | CITY OF AUSTIN - LAKE LONG ENHANCED STORAGE | GROUNDWATER WELLS AND OTHER | 2020 | 31041000 | AUSTIN | CITY OF AUSTIN - LAKE LONG ENHANCED STORAGE | OTHER SURFACE WATER | 20000 | 20000 | 20000 | 20000 | 20000 | 20000
K | TRAVIS | AUSTIN | CITY OF AUSTIN - LONGHORN DAM OPERATIONS IMPROVEMENTS | GROUNDWATER WELLS AND OTHER | 2020 | 1036000 | AUSTIN | CITY OF AUSTIN - LONGHORN DAM OPERATION IMPROVEMENTS | OTHER SURFACE WATER | 3000 | 3000 | 3000 | 3000 | 3000 | 3000
K | TRAVIS | AUSTIN | CITY OF AUSTIN - OTHER REUSE | GROUNDWATER WELLS AND OTHER | 2020 | 21772000 | AUSTIN | CITY OF AUSTIN - OTHER REUSE | OTHER DIRECT REUSE | 1000 | 1000 | 1500 | 2000 | 2500 | 3000
K | TRAVIS | AUSTIN | CITY OF AUSTIN - RAINWATER HARVESTING | OTHER CONSERVATION | 2020 | 690167000 | AUSTIN | CITY OF AUSTIN - RAINWATER HARVESTING | OTHER STRATEGIES | 83 | 828 | 4141 | 8282 | 12423 | 16564
K | TRAVIS | AUSTIN | CITY OF AUSTIN CONSERVATION | IRRIGATION CONSERVATION; OTHER SURFACE WATER | 2020 | 41434437 | AUSTIN | CITY OF AUSTIN - CONSERVATION | MUNICIPAL CONSERVATION | 22969 | 24559 | 28317 | 31220 | 33822 | 36899
G | WILLIAMSON | BARTLETT | TRINITY AQUIFER DEVELOPMENT- BARTLETT | INDIRECT REUSE | 2020 | 10428000 | BARTLETT | TRINITY AQUIFER DEVELOPMENT | GROUNDWATER WELLS AND OTHER | 323 | 323 | 323 | 323 | 645 | 645
G | WILLIAMSON | BARTLETT | MUNICIPAL WATER CONSERVATION (SUBURBAN) - BARTLETT | INDIRECT REUSE; NEW MAJOR RESERVOIR; OTHER SURFACE WATER | 2020 | 287000 | BARTLETT | MUNICIPAL WATER CONSERVATION (SUBURBAN) - BARTLETT | MUNICIPAL CONSERVATION | 12 | 40 | 61 | 62 | 68 | 73
G | WILLIAMSON | BARTLETT | ADDITIONAL ADVANCED CONSERVATION - BARTLETT | OTHER SURFACE WATER | 2050 | 267000 | BARTLETT | ADDITIONAL ADVANCED CONSERVATION - BARTLETT | MUNICIPAL CONSERVATION | 0 | 0 | 0 | 6 | 35 | 68
K | TRAVIS | BARTON CREEK WEST WSC | MUNICIPAL CONSERVATION - BARTON CREEK WEST WSC | INDIRECT REUSE; NEW MAJOR RESERVOIR; OTHER SURFACE WATER | 2020 | 38391 | BARTON CREEK WEST WSC | MUNICIPAL CONSERVATION - BARTON CREEK WEST WSC | MUNICIPAL CONSERVATION | 42 | 77 | 108 | 122 | 137 | 152
K | BASTROP | BASTROP | DEVELOPMENT OF NEW CARRIZO-WILCOX AQUIFER SUPPLIES - BASTROP | GROUNDWATER WELLS AND OTHER | 2020 | 2976000 | BASTROP | DEVELOPMENT OF NEW GROUNDWATER SUPPLIES - CARRIZO-WILCOX AQUIFER | GROUNDWATER WELLS AND OTHER | 300 | 300 | 300 | 300 | 300 | 0
K | BASTROP | BASTROP | DIRECT REUSE - BASTROP | INDIRECT REUSE; NEW MAJOR RESERVOIR; OTHER SURFACE WATER | 2040 | 4625000 | BASTROP | DIRECT REUSE - BASTROP | OTHER DIRECT REUSE | 0 | 0 | 300 | 600 | 1120 | 1120
K | BASTROP | BASTROP | MUNICIPAL CONSERVATION - BASTROP | INDIRECT REUSE; NEW MAJOR RESERVOIR; OTHER SURFACE WATER | 2020 | 224866 | BASTROP | MUNICIPAL CONSERVATION - BASTROP | MUNICIPAL CONSERVATION | 195 | 440 | 688 | 1084 | 1459 | 1958
K | BASTROP | BASTROP | NEW SURFACE WATER INFRASTRUCTURE - BASTROP | INDIRECT REUSE; NEW MAJOR RESERVOIR; OTHER SURFACE WATER | 2050 | 34858000 | BASTROP | LCRA - LANE CITY RESERVOIR | NEW MAJOR RESERVOIR | 0 | 0 | 0 | 2500 | 2500 | 2500
K | BASTROP | BASTROP COUNTY WCID #2 | EXPANSION OF CARRIZO-WILCOX AQUIFER SUPPLIES - BASTROP COUNTY WCID #2 | GROUNDWATER WELLS AND OTHER | 2060 | 2150000 | BASTROP COUNTY WCID #2 | EXPANSION OF CURRENT GROUNDWATER SUPPLIES - CARRIZO-WILCOX AQUIFER | GROUNDWATER WELLS AND OTHER | 0 | 0 | 0 | 0 | 550 | 550
K | TRAVIS | BEE CAVE | MUNICIPAL CONSERVATION - BEE CAVE VILLAGE | MUNICIPAL CONSERVATION | 2020 | 137097 | BEE CAVE | MUNICIPAL CONSERVATION - BEE CAVE VILLAGE | MUNICIPAL CONSERVATION | 175 | 374 | 608 | 863 | 1136 | 1323
K | BURNET | BERTRAM | EXPANSION OF ELLENBURGER-SAN SABA AQUIFER SUPPLIES - BERTRAM | MUNICIPAL CONSERVATION | 2020 | 2031000 | BERTRAM | EXPANSION OF CURRENT GROUNDWATER SUPPLIES - ELLENBURGER-SAN SABA AQUIFER | GROUNDWATER WELLS AND OTHER | 180 | 180 | 180 | 180 | 180 | 180
K | BURNET | BERTRAM | MUNICIPAL CONSERVATION - BERTRAM | MUNICIPAL CONSERVATION | 2020 | 41421 | BERTRAM | MUNICIPAL CONSERVATION - BERTRAM | MUNICIPAL CONSERVATION | 41 | 64 | 91 | 126 | 164 | 204
K | BLANCO | BLANCO | MUNICIPAL CONSERVATION - BLANCO | MUNICIPAL CONSERVATION | 2020 | 47867 | BLANCO | MUNICIPAL CONSERVATION - BLANCO | MUNICIPAL CONSERVATION | 19 | 32 | 28 | 26 | 27 | 27
G | REGIONAL | BRAZOS RIVER AUTHORITY | BELTON TO STILLHOUSE PIPELINE-BRA | MUNICIPAL CONSERVATION | 2020 | 38069000 | GEORGETOWN | BELTON TO STILLHOUSE PIPELINE-BRA | OTHER SURFACE WATER | 0 | 0 | 0 | 0 | 0 | 0
G | WILLIAMSON | BRAZOS RIVER AUTHORITY | BRA SYSTEM OPERATIONS-LITTLE RIVER | MUNICIPAL CONSERVATION | 2050 | 23581674 | ROUND ROCK | BRA SYSTEM OPERATIONS-LITTLE RIVER | OTHER SURFACE WATER | 0 | 122 | 361 | 1626 | 1943 | 2443
G | WILLIAMSON | BRAZOS RIVER AUTHORITY | LITTLE RIVER OCR-BRA | MUNICIPAL CONSERVATION | 2030 | 487611000 | COUNTY-OTHER, WILLIAMSON; ROUND ROCK | LITTLE RIVER OCR | NEW MAJOR RESERVOIR | 0 | 2267 | 5352 | 5346 | 11766 | 22458
G | WILLIAMSON | BRUSHY CREEK MUD | ADDITIONAL ADVANCED CONSERVATION - BRUSHY CREEK MUD | MUNICIPAL CONSERVATION | 2020 | 1691000 | BRUSHY CREEK MUD | ADDITIONAL ADVANCED CONSERVATION - BRUSHY CREEK MUD | MUNICIPAL CONSERVATION | 39 | 81 | 111 | 135 | 152 | 430
G | WILLIAMSON | BRUSHY CREEK MUD | EDWARDS AQUIFER DEVELOPMENT-BRUSHY CREEK MUD | MUNICIPAL CONSERVATION | 2050 | 182000 | BRUSHY CREEK MUD | EDWARDS AQUIFER DEVELOPMENT | GROUNDWATER WELLS AND OTHER | 0 | 0 | 0 | 11 | 12 | 12
G | WILLIAMSON | BRUSHY CREEK MUD | MUNICIPAL WATER CONSERVATION (SUBURBAN) - BRUSHY CREEK MUD | MUNICIPAL CONSERVATION | 2020 | 6381000 | BRUSHY CREEK MUD | MUNICIPAL WATER CONSERVATION (SUBURBAN) - BRUSHY CREEK MUD | MUNICIPAL CONSERVATION | 197 | 589 | 947 | 1282 | 1600 | 1623
K | HAYS | BUDA | DIRECT REUSE - BUDA | MUNICIPAL CONSERVATION | 2020 | 6075000 | BUDA | DIRECT REUSE - BUDA | OTHER DIRECT REUSE | 2240 | 2240 | 1740 | 1740 | 1740 | 1740
K | HAYS | BUDA | MUNICIPAL CONSERVATION - BUDA | MUNICIPAL CONSERVATION | 2020 | 221686 | BUDA | MUNICIPAL CONSERVATION - BUDA | MUNICIPAL CONSERVATION | 88 | 206 | 434 | 552 | 709 | 888
K | REGIONAL | BUDA; COUNTY-OTHER (HAYS); CREEDMOOR-MAHA WSC | BS/EACD SALINE EDWARDS ASR | MUNICIPAL CONSERVATION | 2030 | 15000000 | BUDA; COUNTY-OTHER (HAYS); CREEDMOOR-MAHA WSC | SALINE EDWARDS ASR (SALINE) | AQUIFER STORAGE AND RECOVERY | 0 | 500 | 500 | 500 | 500 | 500
K | REGIONAL | BUDA; COUNTY-OTHER (HAYS); MINING (HAYS); MOUNTAIN CITY; SUNSET VALLEY | BS/EACD EDWARDS / MIDDLE TRINITY ASR | MUNICIPAL CONSERVATION | 2030 | 13000000 | BUDA; COUNTY-OTHER (HAYS); MINING (HAYS); MOUNTAIN CITY; SUNSET VALLEY | EDWARDS / MIDDLE TRINITY ASR | AQUIFER STORAGE AND RECOVERY | 0 | 600 | 600 | 600 | 600 | 600
K | BURNET | BURNET | MUNICIPAL CONSERVATION - BURNET | MUNICIPAL CONSERVATION | 2020 | 184386 | BURNET | MUNICIPAL CONSERVATION - BURNET | MUNICIPAL CONSERVATION | 184 | 282 | 405 | 571 | 740 | 917
G | CALDWELL | CALDWELL | MUNICIPAL WATER CONSERVATION (SUBURBAN) - CALDWELL | MUNICIPAL CONSERVATION | 2020 | 967000 | CALDWELL | MUNICIPAL WATER CONSERVATION (SUBURBAN) - CALDWELL | MUNICIPAL CONSERVATION | 40 | 121 | 203 | 240 | 242 | 246
L | HAYS | CANYON REGIONAL WATER AUTHORITY | CRWA SIESTA PROJECT | MUNICIPAL CONSERVATION | 2030 | 68798000 | COUNTY LINE WSC | CRWA SIESTA PROJECT | DIRECT POTABLE REUSE; OTHER SURFACE WATER | 0 | 0 | 78 | 0 | 0 | 0
L | HAYS | CANYON REGIONAL WATER AUTHORITY | CRWA WELLS RANCH PROJECT PHASE II | MUNICIPAL CONSERVATION | 2020 | 37292000 | CRYSTAL CLEAR WSC | CRWA WELLS RANCH PROJECT PHASE II | GROUNDWATER WELLS AND OTHER | 302 | 1069 | 1290 | 0 | 0 | 0
G | WILLIAMSON | CEDAR PARK | MUNICIPAL WATER CONSERVATION (SUBURBAN) - CEDAR PARK | MUNICIPAL CONSERVATION | 2020 | 14602000 | CEDAR PARK | MUNICIPAL WATER CONSERVATION (SUBURBAN) - CEDAR PARK | MUNICIPAL CONSERVATION | 629 | 2094 | 3368 | 3714 | 3700 | 3693
K | WILLIAMSON | CEDAR PARK | MUNICIPAL CONSERVATION - CEDAR PARK | MUNICIPAL CONSERVATION | 2020 | 238695 | CEDAR PARK | MUNICIPAL CONSERVATION - CEDAR PARK | MUNICIPAL CONSERVATION | 246 | 479 | 614 | 724 | 822 | 921
G | WILLIAMSON | CEDAR PARK; ROUND ROCK; LIBERTY HILL; LEANDER | BRUSHY CREEK RUA WATER SUPPLY | MUNICIPAL CONSERVATION | 2020 | 318401660 | CEDAR PARK; LIBERTY HILL; LEANDER | BRUSHY CREEK RUA-EXISTING CONTRACTS | OTHER SURFACE WATER | 17600 | 17600 | 17600 | 17600 | 17600 | 17600
G | WILLIAMSON | CHISHOLM TRAIL SUD | ADDITIONAL ADVANCED CONSERVATION - CHISHOLM TRAIL SUD | MUNICIPAL CONSERVATION | 2040 | 7734000 | CHISHOLM TRAIL SUD | ADDITIONAL ADVANCED CONSERVATION - CHISHOLM TRAIL SUD | MUNICIPAL CONSERVATION | 0 | 0 | 6 | 503 | 1159 | 1967
G | WILLIAMSON | CHISHOLM TRAIL SUD | CHISHOLM TRAIL SUD WTP EXPANSION | MUNICIPAL CONSERVATION | 2020 | 31675000 | CHISHOLM TRAIL SUD | CHISHOLM TRAIL SUD WTP EXPANSION | OTHER SURFACE WATER | 3527 | 3334 | 3639 | 4604 | 5931 | 7489
G | WILLIAMSON | CHISHOLM TRAIL SUD | MUNICIPAL WATER CONSERVATION (SUBURBAN) - CHISHOLM TRAIL SUD | MUNICIPAL CONSERVATION | 2020 | 6762000 | CHISHOLM TRAIL SUD | MUNICIPAL WATER CONSERVATION (SUBURBAN) - CHISHOLM TRAIL SUD | MUNICIPAL CONSERVATION | 209 | 747 | 1055 | 1248 | 1477 | 1720
K | BURNET | COTTONWOOD SHORES | MUNICIPAL CONSERVATION - COTTONWOOD SHORES | MUNICIPAL CONSERVATION | 2020 | 30672 | COTTONWOOD SHORES | MUNICIPAL CONSERVATION - COTTONWOOD SHORES | MUNICIPAL CONSERVATION | 22 | 21 | 20 | 19 | 21 | 23
L | HAYS | COUNTY LINE WSC | REUSE - COUNTY LINE WSC | MUNICIPAL CONSERVATION | 2020 | 0 | COUNTY LINE WSC | REUSE - KYLE/COUNTY LINE WSC | OTHER DIRECT REUSE | 50 | 50 | 50 | 50 | 50 | 50
K | BASTROP | COUNTY-OTHER (BASTROP) | EXPANSION OF CARRIZO-WILCOX AQUIFER SUPPLIES - BASTROP COUNTY-OTHER | MUNICIPAL CONSERVATION | 2020 | 2150000 | COUNTY-OTHER (BASTROP) | EXPANSION OF CURRENT GROUNDWATER SUPPLIES - CARRIZO-WILCOX AQUIFER | GROUNDWATER WELLS AND OTHER | 60 | 60 | 60 | 60 | 60 | 0
K | BASTROP | COUNTY-OTHER (BASTROP) | MUNICIPAL CONSERVATION - BASTROP COUNTY OTHER | MUNICIPAL CONSERVATION | 2020 | 232736 | COUNTY-OTHER (BASTROP) | MUNICIPAL CONSERVATION - BASTROP COUNTY-OTHER | MUNICIPAL CONSERVATION | 92 | 196 | 344 | 414 | 527 | 677
K | BLANCO | COUNTY-OTHER (BLANCO) | EXPANSION OF ELLENBURGER-SAN SABA AQUIFER SUPPLIES - BLANCO COUNTY-OTHER | MUNICIPAL CONSERVATION | 2050 | 821000 | COUNTY-OTHER (BLANCO) | EXPANSION OF CURRENT GROUNDWATER SUPPLIES - ELLENBURGER-SAN SABA AQUIFER | GROUNDWATER WELLS AND OTHER | 0 | 0 | 0 | 55 | 55 | 55
K | BLANCO | COUNTY-OTHER (BLANCO) | EXPANSION OF ELLENBURGER-SAN SABA AQUIFER SUPPLIES - BLANCO COUNTY-OTHER | MUNICIPAL CONSERVATION | 2050 | 821000 | COUNTY-OTHER (BLANCO) | EXPANSION OF CURRENT GROUNDWATER SUPPLIES - HICKORY AQUIFER | GROUNDWATER WELLS AND OTHER | 0 | 0 | 0 | 55 | 55 | 55
K | REGIONAL | COUNTY-OTHER (BLANCO); COUNTY-OTHER (BURNET); COUNTY-OTHER (GILLESPIE); COUNTY-OTHER (HAYS); COUNTY-OTHER (LLANO); COUNTY-OTHER (MILLS); COUNTY-OTHER (SAN SABA); COUNTY-OTHER (TRAVIS) | BRUSH CONTROL | MUNICIPAL CONSERVATION | 2020 | 17096000 | COUNTY-OTHER (BLANCO); COUNTY-OTHER (BURNET); COUNTY-OTHER (GILLESPIE); COUNTY-OTHER (HAYS); COUNTY-OTHER (LLANO); COUNTY-OTHER (MILLS); COUNTY-OTHER (SAN SABA); COUNTY-OTHER (TRAVIS) | BRUSH CONTROL | OTHER STRATEGIES | 425 | 425 | 425 | 425 | 425 | 425
K | BURNET | COUNTY-OTHER (BURNET) | MUNICIPAL CONSERVATION - BURNET COUNTY-OTHER | MUNICIPAL CONSERVATION | 2020 | 164771 | COUNTY-OTHER (BURNET) | MUNICIPAL CONSERVATION - BURNET COUNTY-OTHER | MUNICIPAL CONSERVATION | 60 | 93 | 83 | 80 | 87 | 94
K | FAYETTE | COUNTY-OTHER (FAYETTE) | EXPANSION OF GULF COAST AQUIFER SUPPLIES - FAYETTE COUNTY-OTHER | INDIRECT REUSE; OTHER SURFACE WATER | 2020 | 4558000 | COUNTY-OTHER (FAYETTE) | EXPANSION OF CURRENT GROUNDWATER SUPPLIES - GULF COAST AQUIFER | GROUNDWATER WELLS AND OTHER | 639 | 639 | 639 | 639 | 639 | 639
G | WILLIAMSON | COUNTY-OTHER (WILLIAMSON) | ADDITIONAL ADVANCED CONSERVATION - COUNTY-OTHER, WILLIAMSON | INDIRECT REUSE; NEW MAJOR RESERVOIR | 2040 | 10199000 | COUNTY-OTHER (WILLIAMSON) | ADDITIONAL ADVANCED CONSERVATION - COUNTY-OTHER, WILLIAMSON | MUNICIPAL CONSERVATION | 0 | 0 | 56 | 567 | 1432 | 2594
K | HAYS | DRIPPING SPRINGS | MUNICIPAL CONSERVATION - DRIPPING SPRINGS | GROUNDWATER WELLS AND OTHER | 2020 | 49510 | DRIPPING SPRINGS | MUNICIPAL CONSERVATION - DRIPPING SPRINGS | MUNICIPAL CONSERVATION | 48 | 67 | 98 | 141 | 195 | 262
K | HAYS | DRIPPING SPRINGS WSC | MUNICIPAL CONSERVATION - DRIPPING SPRINGS WSC | GROUNDWATER WELLS AND OTHER | 2020 | 68043 | DRIPPING SPRINGS WSC | MUNICIPAL CONSERVATION - DRIPPING SPRINGS WSC | MUNICIPAL CONSERVATION | 54 | 124 | 152 | 187 | 232 | 283
K | BASTROP | ELGIN | EXPANSION OF CARRIZO-WILCOX AQUIFER SUPPLIES - ELGIN | GROUNDWATER WELLS AND OTHER | 2020 | 2150000 | ELGIN | EXPANSION OF CURRENT GROUNDWATER SUPPLIES - CARRIZO-WILCOX AQUIFER | GROUNDWATER WELLS AND OTHER | 300 | 300 | 0 | 0 | 0 | 0
K | BASTROP | ELGIN | NEW SURFACE WATER INFRASTRUCTURE - ELGIN | GROUNDWATER WELLS AND OTHER | 2030 | 61623000 | ELGIN | LCRA - LANE CITY RESERVOIR | NEW MAJOR RESERVOIR | 0 | 3500 | 3500 | 3500 | 3500 | 3500
G | WILLIAMSON | FERN BLUFF MUD | MUNICIPAL WATER CONSERVATION (SUBURBAN) - FERN BLUFF MUD | OTHER SURFACE WATER | 2020 | 1026000 | FERN BLUFF MUD | MUNICIPAL WATER CONSERVATION (SUBURBAN) - FERN BLUFF MUD | MUNICIPAL CONSERVATION | 63 | 161 | 253 | 261 | 259 | 259
K | FAYETTE | FLATONIA | EXPANSION OF GULF COAST AQUIFER SUPPLIES - FLATONIA | OTHER SURFACE WATER | 2020 | 2241000 | FLATONIA | EXPANSION OF CURRENT GROUNDWATER SUPPLIES - GULF COAST AQUIFER | GROUNDWATER WELLS AND OTHER | 100 | 100 | 100 | 100 | 100 | 100
K | FAYETTE | FLATONIA | MUNICIPAL CONSERVATION - FLATONIA | OTHER SURFACE WATER | 2020 | 37553 | FLATONIA | MUNICIPAL CONSERVATION - FLATONIA | MUNICIPAL CONSERVATION | 17 | 29 | 43 | 60 | 84 | 105
K | FAYETTE | FLATONIA | DIRECT REUSE - FLATONIA | OTHER SURFACE WATER | 2020 | 1226000 | FLATONIA | DIRECT REUSE - FLATONIA | OTHER DIRECT REUSE | 134 | 149 | 159 | 168 | 176 | 182
G | WILLIAMSON | FLORENCE | EDWARDS AQUIFER DEVELOPMENT-FLORENCE | OTHER SURFACE WATER | 2060 | 218000 | FLORENCE | EDWARDS AQUIFER DEVELOPMENT | GROUNDWATER WELLS AND OTHER | 0 | 0 | 0 | 0 | 13 | 24
G | WILLIAMSON | FLORENCE | TRINITY AQUIFER DEVELOPMENT (BELL CO.)- FLORENCE | OTHER SURFACE WATER | 2020 | 3778000 | FLORENCE | TRINITY AQUIFER DEVELOPMENT | GROUNDWATER WELLS AND OTHER | 121 | 121 | 121 | 121 | 121 | 121
G | WILLIAMSON | GEORGETOWN | ADDITIONAL ADVANCED CONSERVATION - GEORGETOWN | GROUNDWATER WELLS AND OTHER | 2060 | 17315000 | GEORGETOWN | ADDITIONAL ADVANCED CONSERVATION - GEORGETOWN | MUNICIPAL CONSERVATION | 0 | 0 | 0 | 0 | 1612 | 4404
G | WILLIAMSON | GEORGETOWN | MUNICIPAL WATER CONSERVATION (SUBURBAN) - GEORGETOWN | GROUNDWATER WELLS AND OTHER | 2020 | 44986000 | GEORGETOWN | MUNICIPAL WATER CONSERVATION (SUBURBAN) - GEORGETOWN | MUNICIPAL CONSERVATION | 734 | 2507 | 5068 | 8141 | 9756 | 11442
G | WILLIAMSON | GEORGETOWN | EXPAND WTP (21 MGD)- GEORGETOWN | GROUNDWATER WELLS AND OTHER | 2030 | 44534000 | GEORGETOWN | GEORGETOWN WTP EXPANSION | OTHER SURFACE WATER | 0 | 11626 | 11626 | 11626 | 11626 | 11304
G | LEE | GIDDINGS | MUNICIPAL WATER CONSERVATION (RURAL) - GIDDINGS | GROUNDWATER WELLS AND OTHER | 2020 | 967000 | GIDDINGS | MUNICIPAL WATER CONSERVATION (RURAL) - GIDDINGS | MUNICIPAL CONSERVATION | 39 | 131 | 231 | 230 | 232 | 233
L | HAYS | HAYS CALDWELL PUA | HAYS/CALDWELL PUA PROJECT | GROUNDWATER WELLS AND OTHER | 2020 | 309723000 | CRYSTAL CLEAR WSC; KYLE; MARTINDALE; PLUM CREEK WATER COMPANY; SAN MARCOS | HAYS/CALDWELL PUA PROJECT | GROUNDWATER WELLS AND OTHER | 498 | 2590 | 3857 | 7134 | 9772 | 13131
G | WILLIAMSON | HEART OF TEXAS WATER SUPPLIERS LLC | CARRIZO AQUIFER DEVELOPMENT-HUTTO (HEART OF TEXAS-LEE CO.) | GROUNDWATER WELLS AND OTHER | 2020 | 127086000 | HUTTO | CARRIZO AQUIFER DEVELOPMENT | GROUNDWATER WELLS AND OTHER | 5593 | 5593 | 5593 | 7503 | 9710 | 11994
K | LLANO | HORSESHOE BAY | MUNICIPAL CONSERVATION - HORSESHOE BAY | MUNICIPAL CONSERVATION | 2020 | 154204 | HORSESHOE BAY | MUNICIPAL CONSERVATION - HORSESHOE BAY | MUNICIPAL CONSERVATION | 264 | 554 | 852 | 1157 | 1501 | 1839
G | WILLIAMSON | IRRIGATION (WILLIAMSON) | EDWARDS AQUIFER DEVELOPMENT-WILLIAMSON IRRIGATION | MUNICIPAL CONSERVATION | 2020 | 1220000 | IRRIGATION (WILLIAMSON) | EDWARDS AQUIFER DEVELOPMENT | GROUNDWATER WELLS AND OTHER | 71 | 71 | 71 | 72 | 72 | 73
K | BLANCO | JOHNSON CITY | EXPANSION OF ELLENBURGER-SAN SABA AQUIFER SUPPLIES - JOHNSON CITY | MUNICIPAL CONSERVATION | 2020 | 1505000 | JOHNSON CITY | EXPANSION OF CURRENT GROUNDWATER SUPPLIES - ELLENBURGER-SAN SABA AQUIFER | GROUNDWATER WELLS AND OTHER | 175 | 175 | 175 | 175 | 175 | 175
K | BLANCO | JOHNSON CITY | MUNICIPAL CONSERVATION - JOHNSON CITY | MUNICIPAL CONSERVATION | 2020 | 45790 | JOHNSON CITY | MUNICIPAL CONSERVATION - JOHNSON CITY | MUNICIPAL CONSERVATION | 18 | 30 | 30 | 28 | 26 | 26
G | WILLIAMSON | JONAH WATER SUD; JARRELL; GRANGER; COUNTY-OTHER (WILLIAMSON); BELL-MILAM FALLS WSC; CENTRAL TEXAS WSC | EAST WILLIAMSON COUNTY WATER PROJECT | MUNICIPAL CONSERVATION | 2020 | 42127001 | JONAH WATER SUD; JARRELL; GRANGER; COUNTY-OTHER (WILLIAMSON); BELL-MILAM FALLS WSC; CENTRAL TEXAS WSC | EAST WILLIAMSON COUNTY WATER SUPPLY PLAN | OTHER SURFACE WATER | 0 | 0 | 0 | 2752 | 2223 | 1582
K | TRAVIS | JONESTOWN | MUNICIPAL CONSERVATION - JONESTOWN | MUNICIPAL CONSERVATION | 2020 | 46456 | JONESTOWN | MUNICIPAL CONSERVATION - JONESTOWN | MUNICIPAL CONSERVATION | 20 | 36 | 51 | 73 | 96 | 122
L | HAYS | KYLE | REUSE - KYLE | MUNICIPAL CONSERVATION | 2020 | 37074649 | KYLE | REUSE - KYLE/COUNTY LINE WSC | OTHER DIRECT REUSE | 2329 | 3591 | 4318 | 4284 | 4172 | 4063
K | FAYETTE | LA GRANGE | MUNICIPAL CONSERVATION - LA GRANGE | MUNICIPAL CONSERVATION | 2020 | 117647 | LA GRANGE | MUNICIPAL CONSERVATION - LA GRANGE | MUNICIPAL CONSERVATION | 42 | 21 | 0 | 0 | 0 | 0
K | TRAVIS | LAGO VISTA | MUNICIPAL CONSERVATION - LAGO VISTA | MUNICIPAL CONSERVATION | 2020 | 187406 | LAGO VISTA | MUNICIPAL CONSERVATION - LAGO VISTA | MUNICIPAL CONSERVATION | 187 | 301 | 426 | 604 | 773 | 972
K | TRAVIS | LAKEWAY | EXPANSION OF TRINITY AQUIFER SUPPLIES - LAKEWAY | MUNICIPAL CONSERVATION | 2020 | 2985000 | LAKEWAY | EXPANSION OF CURRENT GROUNDWATER SUPPLIES - TRINITY AQUIFER | GROUNDWATER WELLS AND OTHER | 500 | 500 | 500 | 500 | 500 | 500
K | TRAVIS | LAKEWAY | MUNICIPAL CONSERVATION - LAKEWAY | MUNICIPAL CONSERVATION | 2020 | 544773 | LAKEWAY | MUNICIPAL CONSERVATION - LAKEWAY | MUNICIPAL CONSERVATION | 702 | 1652 | 2408 | 3052 | 3640 | 3921
G | LEE | LEXINGTON | MUNICIPAL WATER CONSERVATION (RURAL) - LEXINGTON | MUNICIPAL CONSERVATION | 2020 | 108000 | LEXINGTON | MUNICIPAL WATER CONSERVATION (RURAL) - LEXINGTON | MUNICIPAL CONSERVATION | 8 | 26 | 23 | 21 | 21 | 21
K | LLANO | LLANO | DEVELOPMENT OF NEW HICKORY AQUIFER SUPPLIES - LLANO | MUNICIPAL CONSERVATION | 2020 | 2743000 | LLANO | DEVELOPMENT OF NEW GROUNDWATER SUPPLIES - HICKORY AQUIFER | GROUNDWATER WELLS AND OTHER | 200 | 200 | 200 | 200 | 200 | 200
K | LLANO | LLANO | DIRECT REUSE - LLANO | MUNICIPAL CONSERVATION | 2020 | 689000 | LLANO | DIRECT REUSE - LLANO | OTHER DIRECT REUSE | 100 | 100 | 100 | 100 | 100 | 100
K | LLANO | LLANO | MUNICIPAL CONSERVATION - LLANO | MUNICIPAL CONSERVATION | 2020 | 87599 | LLANO | MUNICIPAL CONSERVATION - LLANO | MUNICIPAL CONSERVATION | 88 | 118 | 143 | 169 | 209 | 252
K | TRAVIS | LOOP 360 WSC | MUNICIPAL CONSERVATION - LOOP 360 | MUNICIPAL CONSERVATION | 2020 | 71683 | LOOP 360 WSC | MUNICIPAL CONSERVATION - LOOP 360 WSC | MUNICIPAL CONSERVATION | 116 | 224 | 333 | 441 | 546 | 648
K | TRAVIS | LOST CREEK MUD | MUNICIPAL CONSERVATION - LOST CREEK MUD | MUNICIPAL CONSERVATION | 2020 | 108519 | LOST CREEK MUD | MUNICIPAL CONSERVATION - LOST CREEK MUD | MUNICIPAL CONSERVATION | 108 | 137 | 171 | 215 | 254 | 294
K | TRAVIS | LOWER COLORADO RIVER AUTHORITY | LCRA - GROUNDWATER SUPPLY FOR FPP (OFF-SITE) | MUNICIPAL CONSERVATION | 2020 | 20107000 | STEAM ELECTRIC POWER, FAYETTE | LCRA - GROUNDWATER SUPPLY FOR FPP (OFF-SITE) | GROUNDWATER WELLS AND OTHER | 2500 | 2500 | 2500 | 2500 | 2500 | 2500
K | BASTROP | LOWER COLORADO RIVER AUTHORITY | LCRA - GROUNDWATER SUPPLY FOR FPP (ON-SITE) | MUNICIPAL CONSERVATION | 2020 | 2749000 | STEAM ELECTRIC POWER, FAYETTE | LCRA - GROUNDWATER SUPPLY FOR FPP (ON-SITE) | GROUNDWATER WELLS AND OTHER | 700 | 700 | 700 | 700 | 700 | 700
K | FAYETTE | LOWER COLORADO RIVER AUTHORITY | LCRA - LANE CITY OFF-CHANNEL RESERVOIR | MUNICIPAL CONSERVATION | 2020 | 218593000 | BEE CAVE;BERTRAM;BURNET;COTTONWOOD SHORES;COUNTY-OTHER, BURNET;ELGIN;GRANITE SHOALS;HORSESHOE BAY;LAKEWAY;LEANDER;MARBLE FALLS;PFLUGERVILLE;POINT VENTURE;STEAM ELECTRIC POWER, FAYETTE;TRAVIS COUNTY WCID #10;TRAVIS COUNTY WCID #17;VOLENTE;WEST TRAVIS COUNTY PUBLIC UTILITY AGENCY | LCRA - LANE CITY RESERVOIR | NEW MAJOR RESERVOIR | 13053 | 25839 | 30689 | 39975 | 51486 | 61115
K | REGIONAL | LOWER COLORADO RIVER AUTHORITY | LCRA - MID-BASIN OFF-CHANNEL RESERVOIR | MUNICIPAL CONSERVATION | 2020 | 298000000 | CREEDMOOR-MAHA WSC;MANVILLE WSC;PFLUGERVILLE;ROLLINGWOOD;STEAM ELECTRIC POWER, TRAVIS;SUNSET VALLEY;WEST LAKE HILLS | LCRA - MID BASIN RESERVOIR | NEW MAJOR RESERVOIR | 0 | 2815 | 2815 | 3315 | 9358 | 17845
K | FAYETTE | LOWER COLORADO RIVER AUTHORITY | EXPANSION OF CARRIZO-WILCOX AQUIFER SUPPLIES - LCRA | MUNICIPAL CONSERVATION | 2020 | 4564000 | STEAM ELECTRIC POWER, BASTROP | LCRA - EXPAND USE OF GROUNDWATER (CARRIZO-WILCOX AQUIFER) | GROUNDWATER WELLS AND OTHER | 300 | 300 | 300 | 300 | 300 | 300
K | TRAVIS | MANOR | EXPANSION OF TRINITY AQUIFER SUPPLIES - MANOR | OTHER DIRECT REUSE | 2030 | 3442000 | MANOR | EXPANSION OF CURRENT GROUNDWATER SUPPLIES - TRINITY AQUIFER | GROUNDWATER WELLS AND OTHER | 0 | 600 | 600 | 600 | 600 | 600
K | BASTROP | MANUFACTURING (BASTROP) | EXPANSION OF CARRIZO-WILCOX AQUIFER SUPPLIES - BASTROP COUNTY MANUFACTURING | NEW MAJOR RESERVOIR | 2020 | 2150000 | MANUFACTURING (BASTROP) | EXPANSION OF CURRENT GROUNDWATER SUPPLIES - CARRIZO-WILCOX AQUIFER | GROUNDWATER WELLS AND OTHER | 55 | 87 | 120 | 151 | 174 | 199
K | FAYETTE | MANUFACTURING (FAYETTE) | EXPANSION OF GULF COAST AQUIFER SUPPLIES - FAYETTE COUNTY MANUFACTURING | OTHER SURFACE WATER | 2020 | 2279000 | MANUFACTURING (FAYETTE) | EXPANSION OF CURRENT GROUNDWATER SUPPLIES - GULF COAST AQUIFER | GROUNDWATER WELLS AND OTHER | 391 | 391 | 391 | 391 | 391 | 391
K | WILLIAMSON | MANVILLE WSC | EXPANSION OF TRINITY AQUIFER SUPPLIES - MANVILLE WSC | CONJUNCTIVE USE; INDIRECT REUSE; OTHER SURFACE WATER | 2050 | 5431000 | MANVILLE WSC | GROUNDWATER WELLS AND OTHER | 0 | 0 | 0 | 1000 | 1000 | 1000
K | BURNET | MARBLE FALLS | MUNICIPAL CONSERVATION - MARBLE FALLS | CONJUNCTIVE USE; INDIRECT REUSE; OTHER SURFACE WATER | 2020 | 221276 | MARBLE FALLS | MUNICIPAL CONSERVATION - MARBLE FALLS | MUNICIPAL CONSERVATION | 234 | 587 | 1016 | 1397 | 1764 | 2059
K | BURNET | MEADOWLAKES | MUNICIPAL CONSERVATION - MEADOWLAKES | MUNICIPAL CONSERVATION | 2020 | 64541 | MEADOWLAKES | MUNICIPAL CONSERVATION - MEADOWLAKES | MUNICIPAL CONSERVATION | 84 | 188 | 309 | 443 | 573 | 708
K | BASTROP | MINING (BASTROP) | DEVELOPMENT OF NEW CARRIZO-WILCOX AQUIFER SUPPLIES - BASTROP COUNTY MINING | MUNICIPAL CONSERVATION | 2040 | 3391000 | MINING (BASTROP) | DEVELOPMENT OF NEW GROUNDWATER SUPPLIES - CARRIZO-WILCOX AQUIFER | GROUNDWATER WELLS AND OTHER | 0 | 0 | 466 | 466 | 466 | 466
K | BASTROP | MINING (BASTROP) | DEVELOPMENT OF NEW QUEEN CITY AQUIFER SUPPLIES - BASTROP COUNTY MINING | MUNICIPAL CONSERVATION | 2020 | 2446000 | MINING (BASTROP) | DEVELOPMENT OF NEW GROUNDWATER SUPPLIES - QUEEN CITY AQUIFER | GROUNDWATER WELLS AND OTHER | 110 | 306 | 0 | 0 | 0 | 0
K | BURNET | MINING (BURNET) | EXPANSION OF ELLENBURGER-SAN SABA AQUIFER SUPPLIES - BURNET COUNTY MINING | MUNICIPAL CONSERVATION | 2020 | 13418000 | MINING (BURNET) | EXPANSION OF CURRENT GROUNDWATER SUPPLIES - ELLENBURGER-SAN SABA AQUIFER | GROUNDWATER WELLS AND OTHER | 1500 | 1500 | 1500 | 1500 | 1500 | 1500
K | BURNET | MINING (BURNET) | EXPANSION OF HICKORY AQUIFER SUPPLIES - BURNET COUNTY MINING | MUNICIPAL CONSERVATION | 2030 | 13437000 | MINING (BURNET) | EXPANSION OF CURRENT GROUNDWATER SUPPLIES - HICKORY AQUIFER | GROUNDWATER WELLS AND OTHER | 0 | 500 | 1000 | 1800 | 1800 | 1800
K | BURNET | MINING (BURNET) | EXPANSION OF MARBLE FALLS AQUIFER SUPPLIES - BURNET COUNTY MINING | MUNICIPAL CONSERVATION | 2060 | 7257000 | MINING (BURNET) | EXPANSION OF CURRENT GROUNDWATER SUPPLIES - MARBLE FALLS AQUIFER | GROUNDWATER WELLS AND OTHER | 0 | 0 | 0 | 0 | 1000 | 1500
K | FAYETTE | MINING (FAYETTE) | EXPANSION OF GULF COAST AQUIFER SUPPLIES - FAYETTE COUNTY MINING | MUNICIPAL CONSERVATION | 2020 | 7520000 | MINING (FAYETTE) | EXPANSION OF CURRENT GROUNDWATER SUPPLIES - GULF COAST AQUIFER | GROUNDWATER WELLS AND OTHER | 1920 | 1520 | 1061 | 618 | 344 | 344
K | FAYETTE | MINING (FAYETTE) | EXPANSION OF SPARTA AQUIFER SUPPLIES - FAYETTE COUNTY MINING | MUNICIPAL CONSERVATION | 2020 | 753000 | MINING (FAYETTE) | EXPANSION OF CURRENT GROUNDWATER SUPPLIES - SPARTA AQUIFER | GROUNDWATER WELLS AND OTHER | 66 | 42 | 13 | 0 | 0 | 0
K | HAYS | MINING (HAYS) | EXPANSION OF TRINITY AQUIFER SUPPLIES - HAYS COUNTY MINING | MUNICIPAL CONSERVATION | 2020 | 4652000 | MINING (HAYS) | EXPANSION OF CURRENT GROUNDWATER SUPPLIES - TRINITY AQUIFER | GROUNDWATER WELLS AND OTHER | 531 | 761 | 1047 | 1047 | 1047 | 1047
L | HAYS | MOUNTAIN CITY | LOCAL TRINITY AQUIFER - MOUNTAIN CITY | CONJUNCTIVE USE | 2020 | 731000 | MOUNTAIN CITY | LOCAL TRINITY AQUIFER DEVELOPMENT | GROUNDWATER WELLS AND OTHER | 60 | 60 | 60 | 60 | 60 | 60
K | TRAVIS | PFLUGERVILLE | DIRECT REUSE - PFLUGERVILLE | OTHER SURFACE WATER | 2020 | 7959000 | PFLUGERVILLE | DIRECT REUSE - PFLUGERVILLE | OTHER DIRECT REUSE | 500 | 1000 | 2000 | 2000 | 4000 | 4000
K | TRAVIS | PFLUGERVILLE | EXPANSION OF EDWARDS (BFZ) AQUIFER SUPPLIES - PFLUGERVILLE | OTHER SURFACE WATER | 2040 | 3729000 | PFLUGERVILLE | EXPANSION OF CURRENT GROUNDWATER SUPPLIES - EDWARDS-BFZ AQUIFER | GROUNDWATER WELLS AND OTHER | 0 | 0 | 1000 | 1000 | 1000 | 1000
K | TRAVIS | PFLUGERVILLE | MUNICIPAL CONSERVATION - PFLUGERVILLE | OTHER SURFACE WATER | 2020 | 1701900 | PFLUGERVILLE | MUNICIPAL CONSERVATION - PFLUGERVILLE | MUNICIPAL CONSERVATION | 604 | 2105 | 2625 | 3029 | 3514 | 3966
L | REGIONAL | PLUM CREEK WATER COMPANY | LOCAL TRINITY AQUIFER - PLUM CREEK WC | OTHER SURFACE WATER | 2030 | 1062000 | PLUM CREEK WATER COMPANY | LOCAL TRINITY AQUIFER DEVELOPMENT | GROUNDWATER WELLS AND OTHER | 0 | 185 | 185 | 185 | 185 | 185
K | TRAVIS | POINT VENTURE | MUNICIPAL CONSERVATION - POINT VENTURE | GROUNDWATER WELLS AND OTHER | 2020 | 31028 | POINT VENTURE | MUNICIPAL CONSERVATION - POINT VENTURE | MUNICIPAL CONSERVATION | 34 | 82 | 139 | 191 | 241 | 301
L | CALDWELL | POLONIA WSC | LOCAL CARRIZO AQUIFER - POLONIA WSC | MUNICIPAL CONSERVATION | 2050 | 1683000 | POLONIA WSC | LOCAL CARRIZO AQUIFER WITH CONVERSION | GROUNDWATER WELLS AND OTHER | 0 | 0 | 0 | 146 | 341 | 541
K | TRAVIS | ROLLINGWOOD | MUNICIPAL CONSERVATION - ROLLINGWOOD | GROUNDWATER WELLS AND OTHER | 2020 | 36238 | ROLLINGWOOD | MUNICIPAL CONSERVATION - ROLLINGWOOD | MUNICIPAL CONSERVATION | 38 | 67 | 79 | 91 | 104 | 118
G | WILLIAMSON | ROUND ROCK | ADDITIONAL ADVANCED CONSERVATION - ROUND ROCK | GROUNDWATER WELLS AND OTHER | 2040 | 33490000 | ROUND ROCK | ADDITIONAL ADVANCED CONSERVATION - ROUND ROCK | MUNICIPAL CONSERVATION | 0 | 0 | 1060 | 2825 | 5310 | 8446
G | WILLIAMSON | ROUND ROCK | MUNICIPAL WATER CONSERVATION (SUBURBAN) - ROUND ROCK | GROUNDWATER WELLS AND OTHER | 2020 | 2044000 | ROUND ROCK | MUNICIPAL WATER CONSERVATION (SUBURBAN) - ROUND ROCK | MUNICIPAL CONSERVATION | 520 | 119 | 0 | 0 | 0 | 0
K | WILLIAMSON | ROUND ROCK | MUNICIPAL CONSERVATION - ROUND ROCK | GROUNDWATER WELLS AND OTHER | 2020 | 36147 | ROUND ROCK | MUNICIPAL CONSERVATION - ROUND ROCK | MUNICIPAL CONSERVATION | 13 | 11 | 10 | 8 | 9 | 10
L | HAYS | SAN MARCOS | REUSE - SAN MARCOS | MUNICIPAL CONSERVATION | 2020 | 86664302 | SAN MARCOS | REUSE - SAN MARCOS | OTHER DIRECT REUSE | 1932 | 2887 | 3960 | 5207 | 6656 | 8341
K | FAYETTE | SCHULENBURG | MUNICIPAL CONSERVATION - SCHULENBURG | GROUNDWATER DESALINATION | 2020 | 78947 | SCHULENBURG | MUNICIPAL CONSERVATION - SCHULENBURG | MUNICIPAL CONSERVATION | 37 | 63 | 96 | 141 | 188 | 232
K | TRAVIS | SHADY HOLLOW MUD | MUNICIPAL CONSERVATION - SHADY HOLLOW MUD | NEW MAJOR RESERVOIR | 2020 | 106952 | SHADY HOLLOW MUD | MUNICIPAL CONSERVATION - SHADY HOLLOW MUD | MUNICIPAL CONSERVATION | 38 | 16 | 0 | 0 | 0 | 0
K | BASTROP | SMITHVILLE | DEVELOPMENT OF NEW QUEEN CITY AQUIFER SUPPLIES - SMITHVILLE | GROUNDWATER WELLS AND OTHER | 2070 | 2620000 | SMITHVILLE | DEVELOPMENT OF NEW GROUNDWATER SUPPLIES - QUEEN CITY AQUIFER | GROUNDWATER WELLS AND OTHER | 0 | 0 | 0 | 0 | 0 | 150
K | BASTROP | SMITHVILLE | MUNICIPAL CONSERVATION - SMITHVILLE | GROUNDWATER WELLS AND OTHER | 2020 | 109412 | SMITHVILLE | MUNICIPAL CONSERVATION - SMITHVILLE | MUNICIPAL CONSERVATION | 44 | 72 | 76 | 88 | 117 | 155
K | TRAVIS | SUNSET VALLEY | DEVELOPMENT OF NEW TRINITY AQUIFER SUPPLIES - SUNSET VALLEY | OTHER SURFACE WATER | 2040 | 2228000 | SUNSET VALLEY | DEVELOPMENT OF NEW GROUNDWATER SUPPLIES - TRINITY AQUIFER | GROUNDWATER WELLS AND OTHER | 0 | 0 | 200 | 200 | 200 | 200
K | TRAVIS | SUNSET VALLEY | MUNICIPAL CONSERVATION - SUNSET VALLEY | OTHER SURFACE WATER | 2020 | 31520 | SUNSET VALLEY | MUNICIPAL CONSERVATION - SUNSET VALLEY | MUNICIPAL CONSERVATION | 38 | 90 | 158 | 241 | 305 | 366
G | WILLIAMSON | TAYLOR | MUNICIPAL WATER CONSERVATION (SUBURBAN) - TAYLOR | IRRIGATION CONSERVATION; MUNICIPAL CONSERVATION; OTHER CONSERVATION | 2020 | 295000 | TAYLOR | MUNICIPAL WATER CONSERVATION (SUBURBAN) - TAYLOR | MUNICIPAL CONSERVATION | 75 | 73 | 17 | 0 | 0 | 0
L | HAYS | TEXAS WATER ALLIANCE | TWA REGIONAL CARRIZO | DIRECT POTABLE REUSE | 2020 | 279632000 | COUNTY-OTHER, HAYS;WIMBERLEY;WIMBERLEY WSC | TWA REGIONAL CARRIZO AQUIFER DEVELOPMENT | GROUNDWATER WELLS AND OTHER | 0 | 0 | 200 | 1369 | 4885 | 4588
L | HAYS | TEXAS WATER ALLIANCE | TWA TRINITY AQUIFER DEVELOPMENT | DIRECT POTABLE REUSE | 2030 | 26087000 | COUNTY-OTHER, HAYS;WIMBERLEY;WIMBERLEY WSC | TWA TRINITY AQUIFER DEVELOPMENT | GROUNDWATER WELLS AND OTHER | 0 | 0 | 0 | 0 | 0 | 1509
K | TRAVIS | THE HILLS | MUNICIPAL CONSERVATION - THE HILLS | OTHER SURFACE WATER | 2020 | 97374 | THE HILLS | MUNICIPAL CONSERVATION - THE HILLS | MUNICIPAL CONSERVATION | 144 | 272 | 386 | 487 | 581 | 665
K | TRAVIS | TRAVIS COUNTY MUD #4 | MUNICIPAL CONSERVATION - TRAVIS COUNTY MUD #4 | MUNICIPAL CONSERVATION | 2020 | 137248 | TRAVIS COUNTY MUD #4 | MUNICIPAL CONSERVATION - TRAVIS COUNTY MUD #4 | MUNICIPAL CONSERVATION | 262 | 564 | 912 | 1302 | 1705 | 2114
K | TRAVIS | TRAVIS COUNTY WCID #10 | MUNICIPAL CONSERVATION - TRAVIS COUNTY WCID #10 | MUNICIPAL CONSERVATION | 2020 | 171890 | TRAVIS COUNTY WCID #10 | MUNICIPAL CONSERVATION - TRAVIS COUNTY WCID #10 | MUNICIPAL CONSERVATION | 213 | 445 | 707 | 996 | 1316 | 1533
K | TRAVIS | TRAVIS COUNTY WCID #17 | MUNICIPAL CONSERVATION - TRAVIS COUNTY WCID #17 | DIRECT POTABLE REUSE | 2020 | 828248 | TRAVIS COUNTY WCID #17 | MUNICIPAL CONSERVATION - TRAVIS COUNTY WCID #17 | MUNICIPAL CONSERVATION | 853 | 1825 | 2399 | 2889 | 3325 | 4645
K | TRAVIS | TRAVIS COUNTY WCID #18 | MUNICIPAL CONSERVATION - TRAVIS COUNTY WCID #18 | MUNICIPAL CONSERVATION | 2020 | 147665 | TRAVIS COUNTY WCID #18 | MUNICIPAL CONSERVATION - TRAVIS COUNTY WCID #18 | MUNICIPAL CONSERVATION | 60 | 95 | 87 | 87 | 96 | 104
K | TRAVIS | TRAVIS COUNTY WCID #19 | MUNICIPAL CONSERVATION - TRAVIS COUNTY WCID #19 | MUNICIPAL CONSERVATION | 2020 | 28215 | TRAVIS COUNTY WCID #19 | MUNICIPAL CONSERVATION - TRAVIS COUNTY WCID #19 | MUNICIPAL CONSERVATION | 50 | 92 | 131 | 166 | 199 | 229
K | TRAVIS | TRAVIS COUNTY WCID #20 | MUNICIPAL CONSERVATION - TRAVIS COUNTY WCID #20 | GROUNDWATER DESALINATION | 2020 | 38290 | TRAVIS COUNTY WCID #20 | MUNICIPAL CONSERVATION - TRAVIS COUNTY WCID #20 | MUNICIPAL CONSERVATION | 59 | 110 | 153 | 197 | 234 | 268
K | TRAVIS | WEST LAKE HILLS | MUNICIPAL CONSERVATION - WEST LAKE HILLS | IRRIGATION CONSERVATION | 2020 | 112784 | WEST LAKE HILLS | MUNICIPAL CONSERVATION - WEST LAKE HILLS | MUNICIPAL CONSERVATION | 157 | 286 | 398 | 505 | 609 | 700
K | TRAVIS | WEST TRAVIS COUNTY PUBLIC UTILITY AGENCY | MUNICIPAL CONSERVATION - WEST TRAVIS COUNTY PUA | IRRIGATION CONSERVATION | 2020 | 461454 | WEST TRAVIS COUNTY PUBLIC UTILITY AGENCY | MUNICIPAL CONSERVATION - WEST TRAVIS COUNTY PUA | MUNICIPAL CONSERVATION | 639 | 1575 | 2873 | 4665 | 6874 | 9574
K | TRAVIS | WEST TRAVIS COUNTY PUBLIC UTILITY AGENCY; COUNTY-OTHER (HAYS); DRIPPING SPRINGS WSC | HAYS COUNTY PIPELINE - REGION K PORTION | IRRIGATION CONSERVATION | 2030 | 23479000 | WEST TRAVIS COUNTY PUBLIC UTILITY AGENCY; COUNTY-OTHER (HAYS); DRIPPING SPRINGS WSC | HAYS COUNTY PIPELINE - REGION K RECOMMENDED | GROUNDWATER WELLS AND OTHER | 0 | 1000 | 1000 | 1000 | 1000 | 1000
G | WILLIAMSON | WILLIAMSON COUNTY MUD #10 | MUNICIPAL WATER CONSERVATION (SUBURBAN) - WILLIAMSON COUNTY MUD #10 | IRRIGATION CONSERVATION | 2020 | 2705000 | WILLIAMSON COUNTY MUD #10 | MUNICIPAL WATER CONSERVATION (SUBURBAN) - WILLIAMSON COUNTY MUD #10 | MUNICIPAL CONSERVATION | 61 | 181 | 352 | 489 | 587 | 688
G | WILLIAMSON | WILLIAMSON COUNTY MUD #11 | MUNICIPAL WATER CONSERVATION (SUBURBAN) - WILLIAMSON COUNTY MUD #11 | IRRIGATION CONSERVATION | 2020 | 1282000 | WILLIAMSON COUNTY MUD #11 | MUNICIPAL WATER CONSERVATION (SUBURBAN) - WILLIAMSON COUNTY MUD #11 | MUNICIPAL CONSERVATION | 35 | 103 | 193 | 233 | 278 | 326
G | WILLIAMSON | WILLIAMSON COUNTY MUD #9 | MUNICIPAL WATER CONSERVATION (SUBURBAN) - WILLIAMSON COUNTY MUD #9 | GROUNDWATER WELLS AND OTHER | 2020 | 1761000 | WILLIAMSON COUNTY MUD #9 | MUNICIPAL WATER CONSERVATION (SUBURBAN) - WILLIAMSON COUNTY MUD #9 | MUNICIPAL CONSERVATION | 37 | 128 | 263 | 319 | 382 | 448

## Total Acre Ft
Region | County | Project sponsors | Project | Project related water management strategy types | Water User Group | Recommended water management strategy | Related water management strategy types | Online decade | Capital cost | 2020- acre ft | 2020-2030 | 2030- acre ft | 2030-2040 | 2040- acre ft | 2040-2050 | 2050- acre ft | 2050-2060 | 2060- acre ft | 2060-2070 | 2070- acre ft | Total Acre Ft 2020-2070 | Cost/Acre Ft
K | BASTROP | AQUA WSC | EXPANSION OF CARRIZO-WILCOX AQUIFER SUPPLIES - AQUA WSC | MUNICIPAL CONSERVATION | AQUA WSC | EXPANSION OF CURRENT GROUNDWATER SUPPLIES - CARRIZO-WILCOX AQUIFER | GROUNDWATER WELLS AND OTHER | 2020 | 9777000 | 2500 | 25000 | 2500 | 25000 | 4000 | 40000 | 4000 | 40000 | 4000 | 40000 | 4000 | 170000 | 57.5118
K | BASTROP | AQUA WSC | MUNICIPAL CONSERVATION - AQUA WSC | MUNICIPAL CONSERVATION | AQUA WSC | MUNICIPAL CONSERVATION - AQUA WSC | MUNICIPAL CONSERVATION | 2020 | 1384870 | 704 | 7040 | 1006 | 10060 | 1066 | 10660 | 1235 | 12350 | 1623 | 16230 | 2130 | 56340 | 24.5806
K | TRAVIS | AUSTIN | CITY OF AUSTIN - DIRECT REUSE | GROUNDWATER WELLS AND OTHER | AUSTIN | CITY OF AUSTIN - DIRECT REUSE | OTHER DIRECT REUSE | 2020 | 536176000 | 5429 | 54290 | 10429 | 104290 | 20429 | 204290 | 22929 | 229290 | 25429 | 254290 | 27929 | 846450 | 633.4408
K | TRAVIS | AUSTIN | CITY OF AUSTIN - OTHER REUSE | GROUNDWATER WELLS AND OTHER | AUSTIN | CITY OF AUSTIN - OTHER REUSE | OTHER DIRECT REUSE | 2020 | 21772000 | 1000 | 10000 | 1000 | 10000 | 1500 | 15000 | 2000 | 20000 | 2500 | 25000 | 3000 | 80000 | 272.15
K | TRAVIS | AUSTIN | CITY OF AUSTIN - CAPTURE LOCAL INFLOWS TO LADY BIRD LAKE | GROUNDWATER WELLS AND OTHER | AUSTIN | CITY OF AUSTIN - CAPTURE LOCAL INFLOWS TO LADY BIRD LAKE | OTHER SURFACE WATER | 2020 | 2949000 | 1000 | 10000 | 1000 | 10000 | 1000 | 10000 | 1000 | 10000 | 1000 | 10000 | 1000 | 50000 | 58.98
K | TRAVIS | AUSTIN | CITY OF AUSTIN - INDIRECT POTABLE REUSE THROUGH LADY BIRD LAKE | GROUNDWATER WELLS AND OTHER | AUSTIN | CITY OF AUSTIN - INDIRECT POTABLE REUSE THROUGH LADY BIRD LAKE | INDIRECT REUSE | 2020 | 41970000 | 20000 | 200000 | 20000 | 200000 | 20000 | 200000 | 20000 | 200000 | 20000 | 200000 | 20000 | 1000000 | 41.97
K | TRAVIS | AUSTIN | CITY OF AUSTIN - LAKE LONG ENHANCED STORAGE | GROUNDWATER WELLS AND OTHER | AUSTIN | CITY OF AUSTIN - LAKE LONG ENHANCED STORAGE | OTHER SURFACE WATER | 2020 | 31041000 | 20000 | 200000 | 20000 | 200000 | 20000 | 200000 | 20000 | 200000 | 20000 | 200000 | 20000 | 1000000 | 31.041
K | TRAVIS | AUSTIN | CITY OF AUSTIN - LONGHORN DAM OPERATIONS IMPROVEMENTS | GROUNDWATER WELLS AND OTHER | AUSTIN | CITY OF AUSTIN - LONGHORN DAM OPERATION IMPROVEMENTS | OTHER SURFACE WATER | 2020 | 1036000 | 3000 | 30000 | 3000 | 30000 | 3000 | 30000 | 3000 | 30000 | 3000 | 30000 | 3000 | 150000 | 6.9067
K | TRAVIS | AUSTIN | CITY OF AUSTIN CONSERVATION | IRRIGATION CONSERVATION; OTHER SURFACE WATER | AUSTIN | CITY OF AUSTIN - CONSERVATION | MUNICIPAL CONSERVATION | 2020 | 41434437 | 22969 | 229690 | 24559 | 245590 | 28317 | 283170 | 31220 | 312200 | 33822 | 338220 | 36899 | 1408870 | 29.4097
K | TRAVIS | AUSTIN | CITY OF AUSTIN - AQUIFER STORAGE AND RECOVERY | MUNICIPAL CONSERVATION | AUSTIN | CITY OF AUSTIN - AQUIFER STORAGE AND RECOVERY | AQUIFER STORAGE AND RECOVERY | 2020 | 312316000 | 10000 | 100000 | 25000 | 250000 | 25000 | 250000 | 50000 | 500000 | 50000 | 500000 | 50000 | 1600000 | 195.1975
K | TRAVIS | AUSTIN | CITY OF AUSTIN - RAINWATER HARVESTING | OTHER CONSERVATION | AUSTIN | CITY OF AUSTIN - RAINWATER HARVESTING | OTHER STRATEGIES | 2020 | 690167000 | 83 | 830 | 828 | 8280 | 4141 | 41410 | 8282 | 82820 | 12423 | 124230 | 16564 | 257570 | 2679.5318
G | WILLIAMSON | BARTLETT | TRINITY AQUIFER DEVELOPMENT- BARTLETT | INDIRECT REUSE | BARTLETT | TRINITY AQUIFER DEVELOPMENT | GROUNDWATER WELLS AND OTHER | 2020 | 10428000 | 323 | 3230 | 323 | 3230 | 323 | 3230 | 323 | 3230 | 645 | 6450 | 645 | 19370 | 538.3583
G | WILLIAMSON | BARTLETT | MUNICIPAL WATER CONSERVATION (SUBURBAN) - BARTLETT | INDIRECT REUSE; NEW MAJOR RESERVOIR; OTHER SURFACE WATER | BARTLETT | MUNICIPAL WATER CONSERVATION (SUBURBAN) - BARTLETT | MUNICIPAL CONSERVATION | 2020 | 287000 | 12 | 120 | 40 | 400 | 61 | 610 | 62 | 620 | 68 | 680 | 73 | 2430 | 118.107
K | TRAVIS | BARTON CREEK WEST WSC | MUNICIPAL CONSERVATION - BARTON CREEK WEST WSC | INDIRECT REUSE; NEW MAJOR RESERVOIR; OTHER SURFACE WATER | BARTON CREEK WEST WSC | MUNICIPAL CONSERVATION - BARTON CREEK WEST WSC | MUNICIPAL CONSERVATION | 2020 | 38391 | 42 | 420 | 77 | 770 | 108 | 1080 | 122 | 1220 | 137 | 1370 | 152 | 4860 | 7.8994
K | BASTROP | BASTROP | DEVELOPMENT OF NEW CARRIZO-WILCOX AQUIFER SUPPLIES - BASTROP | GROUNDWATER WELLS AND OTHER | BASTROP | DEVELOPMENT OF NEW GROUNDWATER SUPPLIES - CARRIZO-WILCOX AQUIFER | GROUNDWATER WELLS AND OTHER | 2020 | 2976000 | 300 | 3000 | 300 | 3000 | 300 | 3000 | 300 | 3000 | 300 | 3000 | 0 | 15000 | 198.4
K | BASTROP | BASTROP | MUNICIPAL CONSERVATION - BASTROP | INDIRECT REUSE; NEW MAJOR RESERVOIR; OTHER SURFACE WATER | BASTROP | MUNICIPAL CONSERVATION - BASTROP | MUNICIPAL CONSERVATION | 2020 | 224866 | 195 | 1950 | 440 | 4400 | 688 | 6880 | 1084 | 10840 | 1459 | 14590 | 1958 | 38660 | 5.8165
K | TRAVIS | BEE CAVE | MUNICIPAL CONSERVATION - BEE CAVE VILLAGE | MUNICIPAL CONSERVATION | BEE CAVE | MUNICIPAL CONSERVATION - BEE CAVE VILLAGE | MUNICIPAL CONSERVATION | 2020 | 137097 | 175 | 1750 | 374 | 3740 | 608 | 6080 | 863 | 8630 | 1136 | 11360 | 1323 | 31560 | 4.344
K | BURNET | BERTRAM | EXPANSION OF ELLENBURGER-SAN SABA AQUIFER SUPPLIES - BERTRAM | MUNICIPAL CONSERVATION | BERTRAM | EXPANSION OF CURRENT GROUNDWATER SUPPLIES - ELLENBURGER-SAN SABA AQUIFER | GROUNDWATER WELLS AND OTHER | 2020 | 2031000 | 180 | 1800 | 180 | 1800 | 180 | 1800 | 180 | 1800 | 180 | 1800 | 180 | 9000 | 225.6667
K | BURNET | BERTRAM | MUNICIPAL CONSERVATION - BERTRAM | MUNICIPAL CONSERVATION | BERTRAM | MUNICIPAL CONSERVATION - BERTRAM | MUNICIPAL CONSERVATION | 2020 | 41421 | 41 | 410 | 64 | 640 | 91 | 910 | 126 | 1260 | 164 | 1640 | 204 | 4860 | 8.5228
K | BLANCO | BLANCO | MUNICIPAL CONSERVATION - BLANCO | MUNICIPAL CONSERVATION | BLANCO | MUNICIPAL CONSERVATION - BLANCO | MUNICIPAL CONSERVATION | 2020 | 47867 | 19 | 190 | 32 | 320 | 28 | 280 | 26 | 260 | 27 | 270 | 27 | 1320 | 36.2629
G | REGIONAL | BRAZOS RIVER AUTHORITY | BELTON TO STILLHOUSE PIPELINE-BRA | MUNICIPAL CONSERVATION | GEORGETOWN | BELTON TO STILLHOUSE PIPELINE-BRA | OTHER SURFACE WATER | 2020 | 38069000 | 0 | 0 | 0 | 0 | 0 | 0 | 0 | 0 | 0 | 0 | 0 | 0 | #DIV/0!
G | WILLIAMSON | BRUSHY CREEK MUD | ADDITIONAL ADVANCED CONSERVATION - BRUSHY CREEK MUD | MUNICIPAL CONSERVATION | BRUSHY CREEK MUD | ADDITIONAL ADVANCED CONSERVATION - BRUSHY CREEK MUD | MUNICIPAL CONSERVATION | 2020 | 1691000 | 39 | 390 | 81 | 810 | 111 | 1110 | 135 | 1350 | 152 | 1520 | 430 | 5180 | 326.4479
G | WILLIAMSON | BRUSHY CREEK MUD | MUNICIPAL WATER CONSERVATION (SUBURBAN) - BRUSHY CREEK MUD | MUNICIPAL CONSERVATION | BRUSHY CREEK MUD | MUNICIPAL WATER CONSERVATION (SUBURBAN) - BRUSHY CREEK MUD | MUNICIPAL CONSERVATION | 2020 | 6381000 | 197 | 1970 | 589 | 5890 | 947 | 9470 | 1282 | 12820 | 1600 | 16000 | 1623 | 46150 | 138.2665
K | HAYS | BUDA | DIRECT REUSE - BUDA | MUNICIPAL CONSERVATION | BUDA | DIRECT REUSE - BUDA | OTHER DIRECT REUSE | 2020 | 6075000 | 2240 | 22400 | 2240 | 22400 | 1740 | 17400 | 1740 | 17400 | 1740 | 17400 | 1740 | 97000 | 62.6289
K | HAYS | BUDA | MUNICIPAL CONSERVATION - BUDA | MUNICIPAL CONSERVATION | BUDA | MUNICIPAL CONSERVATION - BUDA | MUNICIPAL CONSERVATION | 2020 | 221686 | 88 | 880 | 206 | 2060 | 434 | 4340 | 552 | 5520 | 709 | 7090 | 888 | 19890 | 11.1456
K | BURNET | BURNET | MUNICIPAL CONSERVATION - BURNET | MUNICIPAL CONSERVATION | BURNET | MUNICIPAL CONSERVATION - BURNET | MUNICIPAL CONSERVATION | 2020 | 184386 | 184 | 1840 | 282 | 2820 | 405 | 4050 | 571 | 5710 | 740 | 7400 | 917 | 21820 | 8.4503
G | CALDWELL | CALDWELL | MUNICIPAL WATER CONSERVATION (SUBURBAN) - CALDWELL | MUNICIPAL CONSERVATION | CALDWELL | MUNICIPAL WATER CONSERVATION (SUBURBAN) - CALDWELL | MUNICIPAL CONSERVATION | 2020 | 967000 | 40 | 400 | 121 | 1210 | 203 | 2030 | 240 | 2400 | 242 | 2420 | 246 | 8460 | 114.3026
L | HAYS | CANYON REGIONAL WATER AUTHORITY | CRWA WELLS RANCH PROJECT PHASE II | MUNICIPAL CONSERVATION | CRYSTAL CLEAR WSC | CRWA WELLS RANCH PROJECT PHASE II | GROUNDWATER WELLS AND OTHER | 2020 | 37292000 | 302 | 3020 | 1069 | 10690 | 1290 | 12900 | 0 | 0 | 0 | 0 | 0 | 26610 | 1401.428
G | WILLIAMSON | CEDAR PARK | MUNICIPAL WATER CONSERVATION (SUBURBAN) - CEDAR PARK | MUNICIPAL CONSERVATION | CEDAR PARK | MUNICIPAL WATER CONSERVATION (SUBURBAN) - CEDAR PARK | MUNICIPAL CONSERVATION | 2020 | 14602000 | 629 | 6290 | 2094 | 20940 | 3368 | 33680 | 3714 | 37140 | 3700 | 37000 | 3693 | 135050 | 108.1229
K | WILLIAMSON | CEDAR PARK | MUNICIPAL CONSERVATION - CEDAR PARK | MUNICIPAL CONSERVATION | CEDAR PARK | MUNICIPAL CONSERVATION - CEDAR PARK | MUNICIPAL CONSERVATION | 2020 | 238695 | 246 | 2460 | 479 | 4790 | 614 | 6140 | 724 | 7240 | 822 | 8220 | 921 | 28850 | 8.2737
G | WILLIAMSON | CEDAR PARK; ROUND ROCK; LIBERTY HILL; LEANDER | BRUSHY CREEK RUA WATER SUPPLY | MUNICIPAL CONSERVATION | CEDAR PARK; LIBERTY HILL; LEANDER | BRUSHY CREEK RUA-EXISTING CONTRACTS | OTHER SURFACE WATER | 2020 | 318401660 | 17600 | 176000 | 17600 | 176000 | 17600 | 176000 | 17600 | 176000 | 17600 | 176000 | 17600 | 880000 | 361.8201
G | WILLIAMSON | CHISHOLM TRAIL SUD | CHISHOLM TRAIL SUD WTP EXPANSION | MUNICIPAL CONSERVATION | CHISHOLM TRAIL SUD | CHISHOLM TRAIL SUD WTP EXPANSION | OTHER SURFACE WATER | 2020 | 31675000 | 3527 | 35270 | 3334 | 33340 | 3639 | 36390 | 4604 | 46040 | 5931 | 59310 | 7489 | 210350 | 150.5824
G | WILLIAMSON | CHISHOLM TRAIL SUD | MUNICIPAL WATER CONSERVATION (SUBURBAN) - CHISHOLM TRAIL SUD | MUNICIPAL CONSERVATION | CHISHOLM TRAIL SUD | MUNICIPAL WATER CONSERVATION (SUBURBAN) - CHISHOLM TRAIL SUD | MUNICIPAL CONSERVATION | 2020 | 6762000 | 209 | 2090 | 747 | 7470 | 1055 | 10550 | 1248 | 12480 | 1477 | 14770 | 1720 | 47360 | 142.7787
K | BURNET | COTTONWOOD SHORES | MUNICIPAL CONSERVATION - COTTONWOOD SHORES | MUNICIPAL CONSERVATION | COTTONWOOD SHORES | MUNICIPAL CONSERVATION - COTTONWOOD SHORES | MUNICIPAL CONSERVATION | 2020 | 30672 | 22 | 220 | 21 | 210 | 20 | 200 | 19 | 190 | 21 | 210 | 23 | 1030 | 29.7786
L | HAYS | COUNTY LINE WSC | REUSE - COUNTY LINE WSC | MUNICIPAL CONSERVATION | COUNTY LINE WSC | REUSE - KYLE/COUNTY LINE WSC | OTHER DIRECT REUSE | 2020 | 0 | 50 | 500 | 50 | 500 | 50 | 500 | 50 | 500 | 50 | 500 | 50 | 2500 | 0
K | BASTROP | COUNTY-OTHER (BASTROP) | EXPANSION OF CARRIZO-WILCOX AQUIFER SUPPLIES - BASTROP COUNTY-OTHER | MUNICIPAL CONSERVATION | COUNTY-OTHER (BASTROP) | EXPANSION OF CURRENT GROUNDWATER SUPPLIES - CARRIZO-WILCOX AQUIFER | GROUNDWATER WELLS AND OTHER | 2020 | 2150000 | 60 | 600 | 60 | 600 | 60 | 600 | 60 | 600 | 60 | 600 | 0 | 3000 | 716.6667
K | BASTROP | COUNTY-OTHER (BASTROP) | MUNICIPAL CONSERVATION - BASTROP COUNTY OTHER | MUNICIPAL CONSERVATION | COUNTY-OTHER (BASTROP) | MUNICIPAL CONSERVATION - BASTROP COUNTY-OTHER | MUNICIPAL CONSERVATION | 2020 | 232736 | 92 | 920 | 196 | 1960 | 344 | 3440 | 414 | 4140 | 527 | 5270 | 677 | 15730 | 14.7957
K | REGIONAL | COUNTY-OTHER (BLANCO); COUNTY-OTHER (BURNET); COUNTY-OTHER (GILLESPIE); COUNTY-OTHER (HAYS); COUNTY-OTHER (LLANO); COUNTY-OTHER (MILLS); COUNTY-OTHER (SAN SABA); COUNTY-OTHER (TRAVIS) | BRUSH CONTROL | MUNICIPAL CONSERVATION | COUNTY-OTHER (BLANCO); COUNTY-OTHER (BURNET); COUNTY-OTHER (GILLESPIE); COUNTY-OTHER (HAYS); COUNTY-OTHER (LLANO); COUNTY-OTHER (MILLS); COUNTY-OTHER (SAN SABA); COUNTY-OTHER (TRAVIS) | BRUSH CONTROL | OTHER STRATEGIES | 2020 | 17096000 | 425 | 4250 | 425 | 4250 | 425 | 4250 | 425 | 4250 | 425 | 4250 | 425 | 21250 | 804.5176
K | BURNET | COUNTY-OTHER (BURNET) | MUNICIPAL CONSERVATION - BURNET COUNTY-OTHER | MUNICIPAL CONSERVATION | COUNTY-OTHER (BURNET) | MUNICIPAL CONSERVATION - BURNET COUNTY-OTHER | MUNICIPAL CONSERVATION | 2020 | 164771 | 60 | 600 | 93 | 930 | 83 | 830 | 80 | 800 | 87 | 870 | 94 | 4030 | 40.8861
K | FAYETTE | COUNTY-OTHER (FAYETTE) | EXPANSION OF GULF COAST AQUIFER SUPPLIES - FAYETTE COUNTY-OTHER | INDIRECT REUSE; OTHER SURFACE WATER | COUNTY-OTHER (FAYETTE) | EXPANSION OF CURRENT GROUNDWATER SUPPLIES - GULF COAST AQUIFER | GROUNDWATER WELLS AND OTHER | 2020 | 4558000 | 639 | 6390 | 639 | 6390 | 639 | 6390 | 639 | 6390 | 639 | 6390 | 639 | 31950 | 142.6604
K | HAYS | DRIPPING SPRINGS | MUNICIPAL CONSERVATION - DRIPPING SPRINGS | GROUNDWATER WELLS AND OTHER | DRIPPING SPRINGS | MUNICIPAL CONSERVATION - DRIPPING SPRINGS | MUNICIPAL CONSERVATION | 2020 | 49510 | 48 | 480 | 67 | 670 | 98 | 980 | 141 | 1410 | 195 | 1950 | 262 | 5490 | 9.0182
K | HAYS | DRIPPING SPRINGS WSC | MUNICIPAL CONSERVATION - DRIPPING SPRINGS WSC | GROUNDWATER WELLS AND OTHER | DRIPPING SPRINGS WSC | MUNICIPAL CONSERVATION - DRIPPING SPRINGS WSC | MUNICIPAL CONSERVATION | 2020 | 68043 | 54 | 540 | 124 | 1240 | 152 | 1520 | 187 | 1870 | 232 | 2320 | 283 | 7490 | 9.0845
K | BASTROP | ELGIN | EXPANSION OF CARRIZO-WILCOX AQUIFER SUPPLIES - ELGIN | GROUNDWATER WELLS AND OTHER | ELGIN | EXPANSION OF CURRENT GROUNDWATER SUPPLIES - CARRIZO-WILCOX AQUIFER | GROUNDWATER WELLS AND OTHER | 2020 | 2150000 | 300 | 3000 | 300 | 3000 | 0 | 0 | 0 | 0 | 0 | 0 | 0 | 6000 | 358.3333
G | WILLIAMSON | FERN BLUFF MUD | MUNICIPAL WATER CONSERVATION (SUBURBAN) - FERN BLUFF MUD | OTHER SURFACE WATER | FERN BLUFF MUD | MUNICIPAL WATER CONSERVATION (SUBURBAN) - FERN BLUFF MUD | MUNICIPAL CONSERVATION | 2020 | 1026000 | 63 | 630 | 161 | 1610 | 253 | 2530 | 261 | 2610 | 259 | 2590 | 259 | 9970 | 102.9087
K | FAYETTE | FLATONIA | EXPANSION OF GULF COAST AQUIFER SUPPLIES - FLATONIA | OTHER SURFACE WATER | FLATONIA | EXPANSION OF CURRENT GROUNDWATER SUPPLIES - GULF COAST AQUIFER | GROUNDWATER WELLS AND OTHER | 2020 | 2241000 | 100 | 1000 | 100 | 1000 | 100 | 1000 | 100 | 1000 | 100 | 1000 | 100 | 5000 | 448.2
K | FAYETTE | FLATONIA | DIRECT REUSE - FLATONIA | OTHER SURFACE WATER | FLATONIA | DIRECT REUSE - FLATONIA | OTHER DIRECT REUSE | 2020 | 1226000 | 134 | 1340 | 149 | 1490 | 159 | 1590 | 168 | 1680 | 176 | 1760 | 182 | 7860 | 155.9796
K | FAYETTE | FLATONIA | MUNICIPAL CONSERVATION - FLATONIA | OTHER SURFACE WATER | FLATONIA | MUNICIPAL CONSERVATION - FLATONIA | MUNICIPAL CONSERVATION | 2020 | 37553 | 17 | 170 | 29 | 290 | 43 | 430 | 60 | 600 | 84 | 840 | 105 | 2330 | 16.1172
G | WILLIAMSON | FLORENCE | TRINITY AQUIFER DEVELOPMENT (BELL CO.)- FLORENCE | OTHER SURFACE WATER | FLORENCE | TRINITY AQUIFER DEVELOPMENT | GROUNDWATER WELLS AND OTHER | 2020 | 3778000 | 121 | 1210 | 121 | 1210 | 121 | 1210 | 121 | 1210 | 121 | 1210 | 121 | 6050 | 624.4628
G | WILLIAMSON | GEORGETOWN | MUNICIPAL WATER CONSERVATION (SUBURBAN) - GEORGETOWN | GROUNDWATER WELLS AND OTHER | GEORGETOWN | MUNICIPAL WATER CONSERVATION (SUBURBAN) - GEORGETOWN | MUNICIPAL CONSERVATION | 2020 | 44986000 | 734 | 7340 | 2507 | 25070 | 5068 | 50680 | 8141 | 81410 | 9756 | 97560 | 11442 | 262060 | 171.663
G | LEE | GIDDINGS | MUNICIPAL WATER CONSERVATION (RURAL) - GIDDINGS | GROUNDWATER WELLS AND OTHER | GIDDINGS | MUNICIPAL WATER CONSERVATION (RURAL) - GIDDINGS | MUNICIPAL CONSERVATION | 2020 | 967000 | 39 | 390 | 131 | 1310 | 231 | 2310 | 230 | 2300 | 232 | 2320 | 233 | 8630 | 112.051
L | HAYS | HAYS CALDWELL PUA | HAYS/CALDWELL PUA PROJECT | GROUNDWATER WELLS AND OTHER | CRYSTAL CLEAR WSC; KYLE; MARTINDALE; PLUM CREEK WATER COMPANY; SAN MARCOS | HAYS/CALDWELL PUA PROJECT | GROUNDWATER WELLS AND OTHER | 2020 | 309723000 | 498 | 4980 | 2590 | 25900 | 3857 | 38570 | 7134 | 71340 | 9772 | 97720 | 13131 | 238510 | 1298.5745
G | WILLIAMSON | HEART OF TEXAS WATER SUPPLIERS LLC | CARRIZO AQUIFER DEVELOPMENT-HUTTO (HEART OF TEXAS-LEE CO.) | GROUNDWATER WELLS AND OTHER | HUTTO | CARRIZO AQUIFER DEVELOPMENT | GROUNDWATER WELLS AND OTHER | 2020 | 127086000 | 5593 | 55930 | 5593 | 55930 | 5593 | 55930 | 7503 | 75030 | 9710 | 97100 | 11994 | 339920 | 373.8703
K | LLANO | HORSESHOE BAY | MUNICIPAL CONSERVATION - HORSESHOE BAY | MUNICIPAL CONSERVATION | HORSESHOE BAY | MUNICIPAL CONSERVATION - HORSESHOE BAY | MUNICIPAL CONSERVATION | 2020 | 154204 | 264 | 2640 | 554 | 5540 | 852 | 8520 | 1157 | 11570 | 1501 | 15010 | 1839 | 43280 | 3.5629
G | WILLIAMSON | IRRIGATION (WILLIAMSON) | EDWARDS AQUIFER DEVELOPMENT-WILLIAMSON IRRIGATION | MUNICIPAL CONSERVATION | IRRIGATION (WILLIAMSON) | EDWARDS AQUIFER DEVELOPMENT | GROUNDWATER WELLS AND OTHER | 2020 | 1220000 | 71 | 710 | 71 | 710 | 71 | 710 | 72 | 720 | 72 | 720 | 73 | 3570 | 341.7367
K | BLANCO | JOHNSON CITY | EXPANSION OF ELLENBURGER-SAN SABA AQUIFER SUPPLIES - JOHNSON CITY | MUNICIPAL CONSERVATION | JOHNSON CITY | EXPANSION OF CURRENT GROUNDWATER SUPPLIES - ELLENBURGER-SAN SABA AQUIFER | GROUNDWATER WELLS AND OTHER | 2020 | 1505000 | 175 | 1750 | 175 | 1750 | 175 | 1750 | 175 | 1750 | 175 | 1750 | 175 | 8750 | 172
K | BLANCO | JOHNSON CITY | MUNICIPAL CONSERVATION - JOHNSON CITY | MUNICIPAL CONSERVATION | JOHNSON CITY | MUNICIPAL CONSERVATION - JOHNSON CITY | MUNICIPAL CONSERVATION | 2020 | 45790 | 18 | 180 | 30 | 300 | 30 | 300 | 28 | 280 | 26 | 260 | 26 | 1320 | 34.6894
G | WILLIAMSON | JONAH WATER SUD; JARRELL; GRANGER; COUNTY-OTHER (WILLIAMSON); BELL-MILAM FALLS WSC; CENTRAL TEXAS WSC | EAST WILLIAMSON COUNTY WATER PROJECT | MUNICIPAL CONSERVATION | JONAH WATER SUD; JARRELL; GRANGER; COUNTY-OTHER (WILLIAMSON); BELL-MILAM FALLS WSC; CENTRAL TEXAS WSC | EAST WILLIAMSON COUNTY WATER SUPPLY PLAN | OTHER SURFACE WATER | 2020 | 42127001 | 0 | 0 | 0 | 0 | 0 | 0 | 2752 | 27520 | 2223 | 22230 | 1582 | 49750 | 846.7739
K | TRAVIS | JONESTOWN | MUNICIPAL CONSERVATION - JONESTOWN | MUNICIPAL CONSERVATION | JONESTOWN | MUNICIPAL CONSERVATION - JONESTOWN | MUNICIPAL CONSERVATION | 2020 | 46456 | 20 | 200 | 36 | 360 | 51 | 510 | 73 | 730 | 96 | 960 | 122 | 2760 | 16.8319
L | HAYS | KYLE | REUSE - KYLE | MUNICIPAL CONSERVATION | KYLE | REUSE - KYLE/COUNTY LINE WSC | OTHER DIRECT REUSE | 2020 | 37074649 | 2329 | 23290 | 3591 | 35910 | 4318 | 43180 | 4284 | 42840 | 4172 | 41720 | 4063 | 186940 | 198.3238
K | FAYETTE | LA GRANGE | MUNICIPAL CONSERVATION - LA GRANGE | MUNICIPAL CONSERVATION | LA GRANGE | MUNICIPAL CONSERVATION - LA GRANGE | MUNICIPAL CONSERVATION | 2020 | 117647 | 42 | 420 | 21 | 210 | 0 | 0 | 0 | 0 | 0 | 0 | 0 | 630 | 186.7413
K | TRAVIS | LAGO VISTA | MUNICIPAL CONSERVATION - LAGO VISTA | MUNICIPAL CONSERVATION | LAGO VISTA | MUNICIPAL CONSERVATION - LAGO VISTA | MUNICIPAL CONSERVATION | 2020 | 187406 | 187 | 1870 | 301 | 3010 | 426 | 4260 | 604 | 6040 | 773 | 7730 | 972 | 22910 | 8.1801
K | TRAVIS | LAKEWAY | EXPANSION OF TRINITY AQUIFER SUPPLIES - LAKEWAY | MUNICIPAL CONSERVATION | LAKEWAY | EXPANSION OF CURRENT GROUNDWATER SUPPLIES - TRINITY AQUIFER | GROUNDWATER WELLS AND OTHER | 2020 | 2985000 | 500 | 5000 | 500 | 5000 | 500 | 5000 | 500 | 5000 | 500 | 5000 | 500 | 25000 | 119.4
K | TRAVIS | LAKEWAY | MUNICIPAL CONSERVATION - LAKEWAY | MUNICIPAL CONSERVATION | LAKEWAY | MUNICIPAL CONSERVATION - LAKEWAY | MUNICIPAL CONSERVATION | 2020 | 544773 | 702 | 7020 | 1652 | 16520 | 2408 | 24080 | 3052 | 30520 | 3640 | 36400 | 3921 | 114540 | 4.7562
G | LEE | LEXINGTON | MUNICIPAL WATER CONSERVATION (RURAL) - LEXINGTON | MUNICIPAL CONSERVATION | LEXINGTON | MUNICIPAL WATER CONSERVATION (RURAL) - LEXINGTON | MUNICIPAL CONSERVATION | 2020 | 108000 | 8 | 80 | 26 | 260 | 23 | 230 | 21 | 210 | 21 | 210 | 21 | 990 | 109.0909
K | LLANO | LLANO | DEVELOPMENT OF NEW HICKORY AQUIFER SUPPLIES - LLANO | MUNICIPAL CONSERVATION | LLANO | DEVELOPMENT OF NEW GROUNDWATER SUPPLIES - HICKORY AQUIFER | GROUNDWATER WELLS AND OTHER | 2020 | 2743000 | 200 | 2000 | 200 | 2000 | 200 | 2000 | 200 | 2000 | 200 | 2000 | 200 | 10000 | 274.3
K | LLANO | LLANO | DIRECT REUSE - LLANO | MUNICIPAL CONSERVATION | LLANO | DIRECT REUSE - LLANO | OTHER DIRECT REUSE | 2020 | 689000 | 100 | 1000 | 100 | 1000 | 100 | 1000 | 100 | 1000 | 100 | 1000 | 100 | 5000 | 137.8
K | LLANO | LLANO | MUNICIPAL CONSERVATION - LLANO | MUNICIPAL CONSERVATION | LLANO | MUNICIPAL CONSERVATION - LLANO | MUNICIPAL CONSERVATION | 2020 | 87599 | 88 | 880 | 118 | 1180 | 143 | 1430 | 169 | 1690 | 209 | 2090 | 252 | 7270 | 12.0494
K | TRAVIS | LOOP 360 WSC | MUNICIPAL CONSERVATION - LOOP 360 | MUNICIPAL CONSERVATION | LOOP 360 WSC | MUNICIPAL CONSERVATION - LOOP 360 WSC | MUNICIPAL CONSERVATION | 2020 | 71683 | 116 | 1160 | 224 | 2240 | 333 | 3330 | 441 | 4410 | 546 | 5460 | 648 | 16600 | 4.3183
K | TRAVIS | LOST CREEK MUD | MUNICIPAL CONSERVATION - LOST CREEK MUD | MUNICIPAL CONSERVATION | LOST CREEK MUD | MUNICIPAL CONSERVATION - LOST CREEK MUD | MUNICIPAL CONSERVATION | 2020 | 108519 | 108 | 1080 | 137 | 1370 | 171 | 1710 | 215 | 2150 | 254 | 2540 | 294 | 8850 | 12.262
K | TRAVIS | LOWER COLORADO RIVER AUTHORITY | LCRA - MID-BASIN OFF-CHANNEL RESERVOIR | MUNICIPAL CONSERVATION | CREEDMOOR-MAHA WSC;MANVILLE WSC;PFLUGERVILLE;ROLLINGWOOD;STEAM ELECTRIC POWER, TRAVIS;SUNSET VALLEY;WEST LAKE HILLS | LCRA - MID BASIN RESERVOIR | NEW MAJOR RESERVOIR | 2020 | 298000000 | 0 | 0 | 2815 | 28150 | 2815 | 28150 | 3315 | 33150 | 9358 | 93580 | 17845 | 183030 | 1628.1484
K | BASTROP | LOWER COLORADO RIVER AUTHORITY | EXPANSION OF CARRIZO-WILCOX AQUIFER SUPPLIES - LCRA | MUNICIPAL CONSERVATION | STEAM ELECTRIC POWER, BASTROP | LCRA - EXPAND USE OF GROUNDWATER (CARRIZO-WILCOX AQUIFER) | GROUNDWATER WELLS AND OTHER | 2020 | 4564000 | 300 | 3000 | 300 | 3000 | 300 | 3000 | 300 | 3000 | 300 | 3000 | 300 | 15000 | 304.2667
K | FAYETTE | LOWER COLORADO RIVER AUTHORITY | LCRA - GROUNDWATER SUPPLY FOR FPP (OFF-SITE) | MUNICIPAL CONSERVATION | STEAM ELECTRIC POWER, FAYETTE | LCRA - GROUNDWATER SUPPLY FOR FPP (OFF-SITE) | GROUNDWATER WELLS AND OTHER | 2020 | 20107000 | 2500 | 25000 | 2500 | 25000 | 2500 | 25000 | 2500 | 25000 | 2500 | 25000 | 2500 | 125000 | 160.856
K | REGIONAL | LOWER COLORADO RIVER AUTHORITY | LCRA - LANE CITY OFF-CHANNEL RESERVOIR | MUNICIPAL CONSERVATION | BEE CAVE;BERTRAM;BURNET;COTTONWOOD SHORES;COUNTY-OTHER, BURNET;ELGIN;GRANITE SHOALS;HORSESHOE BAY;LAKEWAY;LEANDER;MARBLE FALLS;PFLUGERVILLE;POINT VENTURE;STEAM ELECTRIC POWER, FAYETTE;TRAVIS COUNTY WCID #10;TRAVIS COUNTY WCID #17;VOLENTE;WEST TRAVIS COUNTY PUBLIC UTILITY AGENCY | LCRA - LANE CITY RESERVOIR | NEW MAJOR RESERVOIR | 2020 | 218593000 | 13053 | 130530 | 25839 | 258390 | 30689 | 306890 | 39975 | 399750 | 51486 | 514860 | 61115 | 1610420 | 135.7366
K | FAYETTE | LOWER COLORADO RIVER AUTHORITY | LCRA - GROUNDWATER SUPPLY FOR FPP (ON-SITE) | MUNICIPAL CONSERVATION | STEAM ELECTRIC POWER, FAYETTE | LCRA - GROUNDWATER SUPPLY FOR FPP (ON-SITE) | GROUNDWATER WELLS AND OTHER | 2020 | 2749000 | 700 | 7000 | 700 | 7000 | 700 | 7000 | 700 | 7000 | 700 | 7000 | 700 | 35000 | 78.5429
K | BASTROP | MANUFACTURING (BASTROP) | EXPANSION OF CARRIZO-WILCOX AQUIFER SUPPLIES - BASTROP COUNTY MANUFACTURING | NEW MAJOR RESERVOIR | MANUFACTURING (BASTROP) | EXPANSION OF CURRENT GROUNDWATER SUPPLIES - CARRIZO-WILCOX AQUIFER | GROUNDWATER WELLS AND OTHER | 2020 | 2150000 | 55 | 550 | 87 | 870 | 120 | 1200 | 151 | 1510 | 174 | 1740 | 199 | 5870 | 366.2692
K | FAYETTE | MANUFACTURING (FAYETTE) | EXPANSION OF GULF COAST AQUIFER SUPPLIES - FAYETTE COUNTY MANUFACTURING | OTHER SURFACE WATER | MANUFACTURING (FAYETTE) | EXPANSION OF CURRENT GROUNDWATER SUPPLIES - GULF COAST AQUIFER | GROUNDWATER WELLS AND OTHER | 2020 | 2279000 | 391 | 3910 | 391 | 3910 | 391 | 3910 | 391 | 3910 | 391 | 3910 | 391 | 19550 | 116.5729
K | BURNET | MARBLE FALLS | MUNICIPAL CONSERVATION - MARBLE FALLS | CONJUNCTIVE USE; INDIRECT REUSE; OTHER SURFACE WATER | MARBLE FALLS | MUNICIPAL CONSERVATION - MARBLE FALLS | MUNICIPAL CONSERVATION | 2020 | 221276 | 234 | 2340 | 587 | 5870 | 1016 | 10160 | 1397 | 13970 | 1764 | 17640 | 2059 | 49980 | 4.4273
K | BURNET | MEADOWLAKES | MUNICIPAL CONSERVATION - MEADOWLAKES | MUNICIPAL CONSERVATION | MEADOWLAKES | MUNICIPAL CONSERVATION - MEADOWLAKES | MUNICIPAL CONSERVATION | 2020 | 64541 | 84 | 840 | 188 | 1880 | 309 | 3090 | 443 | 4430 | 573 | 5730 | 708 | 15970 | 4.0414
K | BASTROP | MINING (BASTROP) | DEVELOPMENT OF NEW QUEEN CITY AQUIFER SUPPLIES - BASTROP COUNTY MINING | MUNICIPAL CONSERVATION | MINING (BASTROP) | DEVELOPMENT OF NEW GROUNDWATER SUPPLIES - QUEEN CITY AQUIFER | GROUNDWATER WELLS AND OTHER | 2020 | 2446000 | 110 | 1100 | 306 | 3060 | 0 | 0 | 0 | 0 | 0 | 0 | 0 | 4160 | 587.9808
K | BURNET | MINING (BURNET) | EXPANSION OF ELLENBURGER-SAN SABA AQUIFER SUPPLIES - BURNET COUNTY MINING | MUNICIPAL CONSERVATION | MINING (BURNET) | EXPANSION OF CURRENT GROUNDWATER SUPPLIES - ELLENBURGER-SAN SABA AQUIFER | GROUNDWATER WELLS AND OTHER | 2020 | 13418000 | 1500 | 15000 | 1500 | 15000 | 1500 | 15000 | 1500 | 15000 | 1500 | 15000 | 1500 | 75000 | 178.9067
K | FAYETTE | MINING (FAYETTE) | EXPANSION OF SPARTA AQUIFER SUPPLIES - FAYETTE COUNTY MINING | MUNICIPAL CONSERVATION | MINING (FAYETTE) | EXPANSION OF CURRENT GROUNDWATER SUPPLIES - SPARTA AQUIFER | GROUNDWATER WELLS AND OTHER | 2020 | 753000 | 66 | 660 | 42 | 420 | 13 | 130 | 0 | 0 | 0 | 0 | 0 | 1210 | 622.314
K | FAYETTE | MINING (FAYETTE) | EXPANSION OF GULF COAST AQUIFER SUPPLIES - FAYETTE COUNTY MINING | MUNICIPAL CONSERVATION | MINING (FAYETTE) | EXPANSION OF CURRENT GROUNDWATER SUPPLIES - GULF COAST AQUIFER | GROUNDWATER WELLS AND OTHER | 2020 | 7520000 | 1920 | 19200 | 1520 | 15200 | 1061 | 10610 | 618 | 6180 | 344 | 3440 | 344 | 54630 | 137.6533
K | HAYS | MINING (HAYS) | EXPANSION OF TRINITY AQUIFER SUPPLIES - HAYS COUNTY MINING | MUNICIPAL CONSERVATION | MINING (HAYS) | EXPANSION OF CURRENT GROUNDWATER SUPPLIES - TRINITY AQUIFER | GROUNDWATER WELLS AND OTHER | 2020 | 4652000 | 531 | 5310 | 761 | 7610 | 1047 | 10470 | 1047 | 10470 | 1047 | 10470 | 1047 | 44330 | 104.9402
L | HAYS | MOUNTAIN CITY | LOCAL TRINITY AQUIFER - MOUNTAIN CITY | CONJUNCTIVE USE | MOUNTAIN CITY | LOCAL TRINITY AQUIFER DEVELOPMENT | GROUNDWATER WELLS AND OTHER | 2020 | 731000 | 60 | 600 | 60 | 600 | 60 | 600 | 60 | 600 | 60 | 600 | 60 | 3000 | 243.6667
K | TRAVIS | PFLUGERVILLE | DIRECT REUSE - PFLUGERVILLE | OTHER SURFACE WATER | PFLUGERVILLE | DIRECT REUSE - PFLUGERVILLE | OTHER DIRECT REUSE | 2020 | 7959000 | 500 | 5000 | 1000 | 10000 | 2000 | 20000 | 2000 | 20000 | 4000 | 40000 | 4000 | 95000 | 83.7789
K | TRAVIS | PFLUGERVILLE | MUNICIPAL CONSERVATION - PFLUGERVILLE | OTHER SURFACE WATER | PFLUGERVILLE | MUNICIPAL CONSERVATION - PFLUGERVILLE | MUNICIPAL CONSERVATION | 2020 | 1701900 | 604 | 6040 | 2105 | 21050 | 2625 | 26250 | 3029 | 30290 | 3514 | 35140 | 3966 | 118770 | 14.3294
K | TRAVIS | POINT VENTURE | MUNICIPAL CONSERVATION - POINT VENTURE | GROUNDWATER WELLS AND OTHER | POINT VENTURE | MUNICIPAL CONSERVATION - POINT VENTURE | MUNICIPAL CONSERVATION | 2020 | 31028 | 34 | 340 | 82 | 820 | 139 | 1390 | 191 | 1910 | 241 | 2410 | 301 | 6870 | 4.5164
K | TRAVIS | ROLLINGWOOD | MUNICIPAL CONSERVATION - ROLLINGWOOD | GROUNDWATER WELLS AND OTHER | ROLLINGWOOD | MUNICIPAL CONSERVATION - ROLLINGWOOD | MUNICIPAL CONSERVATION | 2020 | 36238 | 38 | 380 | 67 | 670 | 79 | 790 | 91 | 910 | 104 | 1040 | 118 | 3790 | 9.5615
G | WILLIAMSON | ROUND ROCK | MUNICIPAL WATER CONSERVATION (SUBURBAN) - ROUND ROCK | GROUNDWATER WELLS AND OTHER | ROUND ROCK | MUNICIPAL WATER CONSERVATION (SUBURBAN) - ROUND ROCK | MUNICIPAL CONSERVATION | 2020 | 2044000 | 520 | 5200 | 119 | 1190 | 0 | 0 | 0 | 0 | 0 | 0 | 0 | 6390 | 319.8748
K | WILLIAMSON | ROUND ROCK | MUNICIPAL CONSERVATION - ROUND ROCK | GROUNDWATER WELLS AND OTHER | ROUND ROCK | MUNICIPAL CONSERVATION - ROUND ROCK | MUNICIPAL CONSERVATION | 2020 | 36147 | 13 | 130 | 11 | 110 | 10 | 100 | 8 | 80 | 9 | 90 | 10 | 510 | 70.8765
L | HAYS | SAN MARCOS | REUSE - SAN MARCOS | MUNICIPAL CONSERVATION | SAN MARCOS | REUSE - SAN MARCOS | OTHER DIRECT REUSE | 2020 | 86664302 | 1932 | 19320 | 2887 | 28870 | 3960 | 39600 | 5207 | 52070 | 6656 | 66560 | 8341 | 206420 | 419.8445
K | FAYETTE | SCHULENBURG | MUNICIPAL CONSERVATION - SCHULENBURG | GROUNDWATER DESALINATION | SCHULENBURG | MUNICIPAL CONSERVATION - SCHULENBURG | MUNICIPAL CONSERVATION | 2020 | 78947 | 37 | 370 | 63 | 630 | 96 | 960 | 141 | 1410 | 188 | 1880 | 232 | 5250 | 15.0375
K | TRAVIS | SHADY HOLLOW MUD | MUNICIPAL CONSERVATION - SHADY HOLLOW MUD | NEW MAJOR RESERVOIR | SHADY HOLLOW MUD | MUNICIPAL CONSERVATION - SHADY HOLLOW MUD | MUNICIPAL CONSERVATION | 2020 | 106952 | 38 | 380 | 16 | 160 | 0 | 0 | 0 | 0 | 0 | 0 | 0 | 540 | 198.0593
K | BASTROP | SMITHVILLE | MUNICIPAL CONSERVATION - SMITHVILLE | GROUNDWATER WELLS AND OTHER | SMITHVILLE | MUNICIPAL CONSERVATION - SMITHVILLE | MUNICIPAL CONSERVATION | 2020 | 109412 | 44 | 440 | 72 | 720 | 76 | 760 | 88 | 880 | 117 | 1170 | 155 | 3970 | 27.5597
K | TRAVIS | SUNSET VALLEY | MUNICIPAL CONSERVATION - SUNSET VALLEY | OTHER SURFACE WATER | SUNSET VALLEY | MUNICIPAL CONSERVATION - SUNSET VALLEY | MUNICIPAL CONSERVATION | 2020 | 31520 | 38 | 380 | 90 | 900 | 158 | 1580 | 241 | 2410 | 305 | 3050 | 366 | 8320 | 3.7885
G | WILLIAMSON | TAYLOR | MUNICIPAL WATER CONSERVATION (SUBURBAN) - TAYLOR | IRRIGATION CONSERVATION; MUNICIPAL CONSERVATION; OTHER CONSERVATION | TAYLOR | MUNICIPAL WATER CONSERVATION (SUBURBAN) - TAYLOR | MUNICIPAL CONSERVATION | 2020 | 295000 | 75 | 750 | 73 | 730 | 17 | 170 | 0 | 0 | 0 | 0 | 0 | 1650 | 178.7879
L | HAYS | TEXAS WATER ALLIANCE | TWA REGIONAL CARRIZO | DIRECT POTABLE REUSE | COUNTY-OTHER, HAYS;WIMBERLEY;WIMBERLEY WSC | TWA REGIONAL CARRIZO AQUIFER DEVELOPMENT | GROUNDWATER WELLS AND OTHER | 2020 | 279632000 | 0 | 0 | 0 | 0 | 200 | 2000 | 1369 | 13690 | 4885 | 48850 | 4588 | 64540 | 4332.6929
K | TRAVIS | THE HILLS | MUNICIPAL CONSERVATION - THE HILLS | OTHER SURFACE WATER | THE HILLS | MUNICIPAL CONSERVATION - THE HILLS | MUNICIPAL CONSERVATION | 2020 | 97374 | 144 | 1440 | 272 | 2720 | 386 | 3860 | 487 | 4870 | 581 | 5810 | 665 | 18700 | 5.2072
K | TRAVIS | TRAVIS COUNTY MUD #4 | MUNICIPAL CONSERVATION - TRAVIS COUNTY MUD #4 | MUNICIPAL CONSERVATION | TRAVIS COUNTY MUD #4 | MUNICIPAL CONSERVATION - TRAVIS COUNTY MUD #4 | MUNICIPAL CONSERVATION | 2020 | 137248 | 262 | 2620 | 564 | 5640 | 912 | 9120 | 1302 | 13020 | 1705 | 17050 | 2114 | 47450 | 2.8925
K | TRAVIS | TRAVIS COUNTY WCID #10 | MUNICIPAL CONSERVATION - TRAVIS COUNTY WCID #10 | MUNICIPAL CONSERVATION | TRAVIS COUNTY WCID #10 | MUNICIPAL CONSERVATION - TRAVIS COUNTY WCID #10 | MUNICIPAL CONSERVATION | 2020 | 171890 | 213 | 2130 | 445 | 4450 | 707 | 7070 | 996 | 9960 | 1316 | 13160 | 1533 | 36770 | 4.6747
K | TRAVIS | TRAVIS COUNTY WCID #17 | MUNICIPAL CONSERVATION - TRAVIS COUNTY WCID #17 | DIRECT POTABLE REUSE | TRAVIS COUNTY WCID #17 | MUNICIPAL CONSERVATION - TRAVIS COUNTY WCID #17 | MUNICIPAL CONSERVATION | 2020 | 828248 | 853 | 8530 | 1825 | 18250 | 2399 | 23990 | 2889 | 28890 | 3325 | 33250 | 4645 | 112910 | 7.3355
K | TRAVIS | TRAVIS COUNTY WCID #18 | MUNICIPAL CONSERVATION - TRAVIS COUNTY WCID #18 | MUNICIPAL CONSERVATION | TRAVIS COUNTY WCID #18 | MUNICIPAL CONSERVATION - TRAVIS COUNTY WCID #18 | MUNICIPAL CONSERVATION | 2020 | 147665 | 60 | 600 | 95 | 950 | 87 | 870 | 87 | 870 | 96 | 960 | 104 | 4250 | 34.7447
K | TRAVIS | TRAVIS COUNTY WCID #19 | MUNICIPAL CONSERVATION - TRAVIS COUNTY WCID #19 | MUNICIPAL CONSERVATION | TRAVIS COUNTY WCID #19 | MUNICIPAL CONSERVATION - TRAVIS COUNTY WCID #19 | MUNICIPAL CONSERVATION | 2020 | 28215 | 50 | 500 | 92 | 920 | 131 | 1310 | 166 | 1660 | 199 | 1990 | 229 | 6380 | 4.4224
K | TRAVIS | TRAVIS COUNTY WCID #20 | MUNICIPAL CONSERVATION - TRAVIS COUNTY WCID #20 | GROUNDWATER DESALINATION | TRAVIS COUNTY WCID #20 | MUNICIPAL CONSERVATION - TRAVIS COUNTY WCID #20 | MUNICIPAL CONSERVATION | 2020 | 38290 | 59 | 590 | 110 | 1100 | 153 | 1530 | 197 | 1970 | 234 | 2340 | 268 | 7530 | 5.085
K | TRAVIS | WEST LAKE HILLS | MUNICIPAL CONSERVATION - WEST LAKE HILLS | IRRIGATION CONSERVATION | WEST LAKE HILLS | MUNICIPAL CONSERVATION - WEST LAKE HILLS | MUNICIPAL CONSERVATION | 2020 | 112784 | 157 | 1570 | 286 | 2860 | 398 | 3980 | 505 | 5050 | 609 | 6090 | 700 | 19550 | 5.769
K | TRAVIS | WEST TRAVIS COUNTY PUBLIC UTILITY AGENCY | MUNICIPAL CONSERVATION - WEST TRAVIS COUNTY PUA | IRRIGATION CONSERVATION | WEST TRAVIS COUNTY PUBLIC UTILITY AGENCY | MUNICIPAL CONSERVATION - WEST TRAVIS COUNTY PUA | MUNICIPAL CONSERVATION | 2020 | 461454 | 639 | 6390 | 1575 | 15750 | 2873 | 28730 | 4665 | 46650 | 6874 | 68740 | 9574 | 166260 | 2.7755
G | WILLIAMSON | WILLIAMSON COUNTY MUD #10 | MUNICIPAL WATER CONSERVATION (SUBURBAN) - WILLIAMSON COUNTY MUD #10 | IRRIGATION CONSERVATION | WILLIAMSON COUNTY MUD #10 | MUNICIPAL WATER CONSERVATION (SUBURBAN) - WILLIAMSON COUNTY MUD #10 | MUNICIPAL CONSERVATION | 2020 | 2705000 | 61 | 610 | 181 | 1810 | 352 | 3520 | 489 | 4890 | 587 | 5870 | 688 | 16700 | 161.976
G | WILLIAMSON | WILLIAMSON COUNTY MUD #11 | MUNICIPAL WATER CONSERVATION (SUBURBAN) - WILLIAMSON COUNTY MUD #11 | IRRIGATION CONSERVATION | WILLIAMSON COUNTY MUD #11 | MUNICIPAL WATER CONSERVATION (SUBURBAN) - WILLIAMSON COUNTY MUD #11 | MUNICIPAL CONSERVATION | 2020 | 1282000 | 35 | 350 | 103 | 1030 | 193 | 1930 | 233 | 2330 | 278 | 2780 | 326 | 8420 | 152.2565
G | WILLIAMSON | WILLIAMSON COUNTY MUD #9 | MUNICIPAL WATER CONSERVATION (SUBURBAN) - WILLIAMSON COUNTY MUD #9 | GROUNDWATER WELLS AND OTHER | WILLIAMSON COUNTY MUD #9 | MUNICIPAL WATER CONSERVATION (SUBURBAN) - WILLIAMSON COUNTY MUD #9 | MUNICIPAL CONSERVATION | 2020 | 1761000 | 37 | 370 | 128 | 1280 | 263 | 2630 | 319 | 3190 | 382 | 3820 | 448 | 11290 | 155.9787
G | WILLIAMSON | BRAZOS RIVER AUTHORITY | LITTLE RIVER OCR-BRA | MUNICIPAL CONSERVATION | COUNTY-OTHER, WILLIAMSON; ROUND ROCK | LITTLE RIVER OCR | NEW MAJOR RESERVOIR | 2030 | 487611000 | 0 | 0 | 2267 | 22670 | 5352 | 53520 | 5346 | 53460 | 11766 | 117660 | 22458 | 247310 | 1971.6591
K | REGIONAL | BUDA; COUNTY-OTHER (HAYS); CREEDMOOR-MAHA WSC | BS/EACD SALINE EDWARDS ASR | MUNICIPAL CONSERVATION | BUDA; COUNTY-OTHER (HAYS); CREEDMOOR-MAHA WSC | SALINE EDWARDS ASR (SALINE) | AQUIFER STORAGE AND RECOVERY | 2030 | 15000000 | 0 | 0 | 500 | 5000 | 500 | 5000 | 500 | 5000 | 500 | 5000 | 500 | 20000 | 750
K | REGIONAL | BUDA; COUNTY-OTHER (HAYS); MINING (HAYS); MOUNTAIN CITY; SUNSET VALLEY | BS/EACD EDWARDS / MIDDLE TRINITY ASR | MUNICIPAL CONSERVATION | BUDA; COUNTY-OTHER (HAYS); MINING (HAYS); MOUNTAIN CITY; SUNSET VALLEY | EDWARDS / MIDDLE TRINITY ASR | AQUIFER STORAGE AND RECOVERY | 2030 | 13000000 | 0 | 0 | 600 | 6000 | 600 | 6000 | 600 | 6000 | 600 | 6000 | 600 | 24000 | 541.6667
L | HAYS | CANYON REGIONAL WATER AUTHORITY | CRWA SIESTA PROJECT | MUNICIPAL CONSERVATION | COUNTY LINE WSC | CRWA SIESTA PROJECT | DIRECT POTABLE REUSE | 2030 | 68798000 | 0 | 0 | 0 | 0 | 78 | 780 | 0 | 0 | 0 | 0 | 0 | 780 | 88202.5641
K | BASTROP | ELGIN | NEW SURFACE WATER INFRASTRUCTURE - ELGIN | GROUNDWATER WELLS AND OTHER | ELGIN | LCRA - LANE CITY RESERVOIR | NEW MAJOR RESERVOIR | 2030 | 61623000 | 0 | 0 | 3500 | 35000 | 3500 | 35000 | 3500 | 35000 | 3500 | 35000 | 3500 | 140000 | 440.1643
G | WILLIAMSON | GEORGETOWN | EXPAND WTP (21 MGD)- GEORGETOWN | GROUNDWATER WELLS AND OTHER | GEORGETOWN | GEORGETOWN WTP EXPANSION | OTHER SURFACE WATER | 2030 | 44534000 | 0 | 0 | 11626 | 116260 | 11626 | 116260 | 11626 | 116260 | 11626 | 116260 | 11304 | 465040 | 95.7638
K | TRAVIS | MANOR | EXPANSION OF TRINITY AQUIFER SUPPLIES - MANOR | OTHER DIRECT REUSE | MANOR | EXPANSION OF CURRENT GROUNDWATER SUPPLIES - TRINITY AQUIFER | GROUNDWATER WELLS AND OTHER | 2030 | 3442000 | 0 | 0 | 600 | 6000 | 600 | 6000 | 600 | 6000 | 600 | 6000 | 600 | 24000 | 143.4167
K | BURNET | MINING (BURNET) | EXPANSION OF HICKORY AQUIFER SUPPLIES - BURNET COUNTY MINING | MUNICIPAL CONSERVATION | MINING (BURNET) | EXPANSION OF CURRENT GROUNDWATER SUPPLIES - HICKORY AQUIFER | GROUNDWATER WELLS AND OTHER | 2030 | 13437000 | 0 | 0 | 500 | 5000 | 1000 | 10000 | 1800 | 18000 | 1800 | 18000 | 1800 | 51000 | 263.4706
L | REGIONAL | PLUM CREEK WATER COMPANY | LOCAL TRINITY AQUIFER - PLUM CREEK WC | OTHER SURFACE WATER | PLUM CREEK WATER COMPANY | LOCAL TRINITY AQUIFER DEVELOPMENT | GROUNDWATER WELLS AND OTHER | 2030 | 1062000 | 0 | 0 | 185 | 1850 | 185 | 1850 | 185 | 1850 | 185 | 1850 | 185 | 7400 | 143.5135
L | HAYS | TEXAS WATER ALLIANCE | TWA TRINITY AQUIFER DEVELOPMENT | DIRECT POTABLE REUSE | COUNTY-OTHER, HAYS;WIMBERLEY;WIMBERLEY WSC | TWA TRINITY AQUIFER DEVELOPMENT | GROUNDWATER WELLS AND OTHER | 2030 | 26087000 | 0 | 0 | 0 | 0 | 0 | 0 | 0 | 0 | 0 | 0 | 1509 | 0 | #DIV/0!
K | TRAVIS | WEST TRAVIS COUNTY PUBLIC UTILITY AGENCY; COUNTY-OTHER (HAYS); DRIPPING SPRINGS WSC | HAYS COUNTY PIPELINE - REGION K PORTION | IRRIGATION CONSERVATION | WEST TRAVIS COUNTY PUBLIC UTILITY AGENCY; COUNTY-OTHER (HAYS); DRIPPING SPRINGS WSC | HAYS COUNTY PIPELINE - REGION K RECOMMENDED | GROUNDWATER WELLS AND OTHER | 2030 | 23479000 | 0 | 0 | 1000 | 10000 | 1000 | 10000 | 1000 | 10000 | 1000 | 10000 | 1000 | 40000 | 586.975
K | BASTROP | AQUA WSC | NEW SURFACE WATER INFRASTRUCTURE - AQUA WSC | MUNICIPAL CONSERVATION | AQUA WSC | LCRA - PRAIRIE SITE RESERVOIR | NEW MAJOR RESERVOIR | 2040 | 127538000 | 0 | 0 | 0 | 0 | 5000 | 50000 | 5000 | 50000 | 10000 | 100000 | 15000 | 200000 | 637.69
K | BASTROP | BASTROP | DIRECT REUSE - BASTROP | INDIRECT REUSE; NEW MAJOR RESERVOIR; OTHER SURFACE WATER | BASTROP | DIRECT REUSE - BASTROP | OTHER DIRECT REUSE | 2040 | 4625000 | 0 | 0 | 0 | 0 | 300 | 3000 | 600 | 6000 | 1120 | 11200 | 1120 | 20200 | 228.9604
G | WILLIAMSON | CHISHOLM TRAIL SUD | ADDITIONAL ADVANCED CONSERVATION - CHISHOLM TRAIL SUD | MUNICIPAL CONSERVATION | CHISHOLM TRAIL SUD | ADDITIONAL ADVANCED CONSERVATION - CHISHOLM TRAIL SUD | MUNICIPAL CONSERVATION | 2040 | 7734000 | 0 | 0 | 0 | 0 | 6 | 60 | 503 | 5030 | 1159 | 11590 | 1967 | 16680 | 463.6691
G | WILLIAMSON | COUNTY-OTHER (WILLIAMSON) | ADDITIONAL ADVANCED CONSERVATION - COUNTY-OTHER, WILLIAMSON | INDIRECT REUSE; NEW MAJOR RESERVOIR | COUNTY-OTHER (WILLIAMSON) | ADDITIONAL ADVANCED CONSERVATION - COUNTY-OTHER, WILLIAMSON | MUNICIPAL CONSERVATION | 2040 | 10199000 | 0 | 0 | 0 | 0 | 56 | 560 | 567 | 5670 | 1432 | 14320 | 2594 | 20550 | 496.3017
K | BASTROP | MINING (BASTROP) | DEVELOPMENT OF NEW CARRIZO-WILCOX AQUIFER SUPPLIES - BASTROP COUNTY MINING | MUNICIPAL CONSERVATION | MINING (BASTROP) | DEVELOPMENT OF NEW GROUNDWATER SUPPLIES - CARRIZO-WILCOX AQUIFER | GROUNDWATER WELLS AND OTHER | 2040 | 3391000 | 0 | 0 | 0 | 0 | 466 | 4660 | 466 | 4660 | 466 | 4660 | 466 | 13980 | 242.5608
K | TRAVIS | PFLUGERVILLE | EXPANSION OF EDWARDS (BFZ) AQUIFER SUPPLIES - PFLUGERVILLE | OTHER SURFACE WATER | PFLUGERVILLE | EXPANSION OF CURRENT GROUNDWATER SUPPLIES - EDWARDS-BFZ AQUIFER | GROUNDWATER WELLS AND OTHER | 2040 | 3729000 | 0 | 0 | 0 | 0 | 1000 | 10000 | 1000 | 10000 | 1000 | 10000 | 1000 | 30000 | 124.3
G | WILLIAMSON | ROUND ROCK | ADDITIONAL ADVANCED CONSERVATION - ROUND ROCK | GROUNDWATER WELLS AND OTHER | ROUND ROCK | ADDITIONAL ADVANCED CONSERVATION - ROUND ROCK | MUNICIPAL CONSERVATION | 2040 | 33490000 | 0 | 0 | 0 | 0 | 1060 | 10600 | 2825 | 28250 | 5310 | 53100 | 8446 | 91950 | 364.2197
K | TRAVIS | SUNSET VALLEY | DEVELOPMENT OF NEW TRINITY AQUIFER SUPPLIES - SUNSET VALLEY | OTHER SURFACE WATER | SUNSET VALLEY | DEVELOPMENT OF NEW GROUNDWATER SUPPLIES - TRINITY AQUIFER | GROUNDWATER WELLS AND OTHER | 2040 | 2228000 | 0 | 0 | 0 | 0 | 200 | 2000 | 200 | 2000 | 200 | 2000 | 200 | 6000 | 371.3333
G | WILLIAMSON | BARTLETT | ADDITIONAL ADVANCED CONSERVATION - BARTLETT | OTHER SURFACE WATER | BARTLETT | ADDITIONAL ADVANCED CONSERVATION - BARTLETT | MUNICIPAL CONSERVATION | 2050 | 267000 | 0 | 0 | 0 | 0 | 0 | 0 | 6 | 60 | 35 | 350 | 68 | 410 | 651.2195
K | BASTROP | BASTROP | NEW SURFACE WATER INFRASTRUCTURE - BASTROP | INDIRECT REUSE; NEW MAJOR RESERVOIR; OTHER SURFACE WATER | BASTROP | LCRA - LANE CITY RESERVOIR | NEW MAJOR RESERVOIR | 2050 | 34858000 | 0 | 0 | 0 | 0 | 0 | 0 | 2500 | 25000 | 2500 | 25000 | 2500 | 50000 | 697.16
G | WILLIAMSON | BRAZOS RIVER AUTHORITY | BRA SYSTEM OPERATIONS-LITTLE RIVER | MUNICIPAL CONSERVATION | ROUND ROCK | BRA SYSTEM OPERATIONS-LITTLE RIVER | OTHER SURFACE WATER | 2050 | 23581674 | 0 | 0 | 122 | 1220 | 361 | 3610 | 1626 | 16260 | 1943 | 19430 | 2443 | 40520 | 581.9762
G | WILLIAMSON | BRUSHY CREEK MUD | EDWARDS AQUIFER DEVELOPMENT-BRUSHY CREEK MUD | MUNICIPAL CONSERVATION | BRUSHY CREEK MUD | EDWARDS AQUIFER DEVELOPMENT | GROUNDWATER WELLS AND OTHER | 2050 | 182000 | 0 | 0 | 0 | 0 | 0 | 0 | 11 | 110 | 12 | 120 | 12 | 230 | 791.3043
K | BLANCO | COUNTY-OTHER (BLANCO) | EXPANSION OF ELLENBURGER-SAN SABA AQUIFER SUPPLIES - BLANCO COUNTY-OTHER | MUNICIPAL CONSERVATION | COUNTY-OTHER (BLANCO) | EXPANSION OF CURRENT GROUNDWATER SUPPLIES - ELLENBURGER-SAN SABA AQUIFER | GROUNDWATER WELLS AND OTHER | 2050 | 821000 | 0 | 0 | 0 | 0 | 0 | 0 | 55 | 550 | 55 | 550 | 55 | 1100 | 746.3636
K | BLANCO | COUNTY-OTHER (BLANCO) | EXPANSION OF ELLENBURGER-SAN SABA AQUIFER SUPPLIES - BLANCO COUNTY-OTHER | MUNICIPAL CONSERVATION | COUNTY-OTHER (BLANCO) | EXPANSION OF CURRENT GROUNDWATER SUPPLIES - HICKORY AQUIFER | GROUNDWATER WELLS AND OTHER | 2050 | 821000 | 0 | 0 | 0 | 0 | 0 | 0 | 55 | 550 | 55 | 550 | 55 | 1100 | 746.3636
K | WILLIAMSON | MANVILLE WSC | EXPANSION OF TRINITY AQUIFER SUPPLIES - MANVILLE WSC | CONJUNCTIVE USE; INDIRECT REUSE; OTHER SURFACE WATER | MANVILLE WSC | GROUNDWATER WELLS AND OTHER | GROUNDWATER WELLS AND OTHER | 2050 | 5431000 | 0 | 0 | 0 | 0 | 1000 | 10000 | 1000 | 10000 | 1000 | 10000 |  | 30000 | 181.0333
L | CALDWELL | POLONIA WSC | LOCAL CARRIZO AQUIFER - POLONIA WSC | MUNICIPAL CONSERVATION | POLONIA WSC | LOCAL CARRIZO AQUIFER WITH CONVERSION | GROUNDWATER WELLS AND OTHER | 2050 | 1683000 | 0 | 0 | 0 | 0 | 0 | 0 | 146 | 1460 | 341 | 3410 | 541 | 4870 | 345.5852
K | BASTROP | BASTROP COUNTY WCID #2 | EXPANSION OF CARRIZO-WILCOX AQUIFER SUPPLIES - BASTROP COUNTY WCID #2 | GROUNDWATER WELLS AND OTHER | BASTROP COUNTY WCID #2 | EXPANSION OF CURRENT GROUNDWATER SUPPLIES - CARRIZO-WILCOX AQUIFER | GROUNDWATER WELLS AND OTHER | 2060 | 2150000 | 0 | 0 | 0 | 0 | 0 | 0 | 0 | 0 | 550 | 5500 | 550 | 5500 | 390.9091
G | WILLIAMSON | FLORENCE | EDWARDS AQUIFER DEVELOPMENT-FLORENCE | OTHER SURFACE WATER | FLORENCE | EDWARDS AQUIFER DEVELOPMENT | GROUNDWATER WELLS AND OTHER | 2060 | 218000 | 0 | 0 | 0 | 0 | 0 | 0 | 0 | 0 | 13 | 130 | 24 | 130 | 1676.9231
G | WILLIAMSON | GEORGETOWN | ADDITIONAL ADVANCED CONSERVATION - GEORGETOWN | GROUNDWATER WELLS AND OTHER | GEORGETOWN | ADDITIONAL ADVANCED CONSERVATION - GEORGETOWN | MUNICIPAL CONSERVATION | 2060 | 17315000 | 0 | 0 | 0 | 0 | 0 | 0 | 0 | 0 | 1612 | 16120 | 4404 | 16120 | 1074.1315
K | BURNET | MINING (BURNET) | EXPANSION OF MARBLE FALLS AQUIFER SUPPLIES - BURNET COUNTY MINING | MUNICIPAL CONSERVATION | MINING (BURNET) | EXPANSION OF CURRENT GROUNDWATER SUPPLIES - MARBLE FALLS AQUIFER | GROUNDWATER WELLS AND OTHER | 2060 | 7257000 | 0 | 0 | 0 | 0 | 0 | 0 | 0 | 0 | 1000 | 10000 | 1500 | 10000 | 725.7
K | BASTROP | SMITHVILLE | DEVELOPMENT OF NEW QUEEN CITY AQUIFER SUPPLIES - SMITHVILLE | GROUNDWATER WELLS AND OTHER | SMITHVILLE | DEVELOPMENT OF NEW GROUNDWATER SUPPLIES - QUEEN CITY AQUIFER | GROUNDWATER WELLS AND OTHER | 2070 | 2620000 | 0 | 0 | 0 | 0 | 0 | 0 | 0 | 0 | 0 | 0 | 150 | 0 | #DIV/0!

## Capital Costs by Decade
Region | County | Project sponsors | Project | Project related water management strategy types | Water User Group | Recommended water management strategy | Related water management strategy types | Online decade | Capital cost | Decades before Online | $ Needed for 2020 | $ Needed for 2030 | $ Needed for 2040 | $ Needed for 2050 | $ Needed for 2060 | $ Needed for 2070 | Total Check
K | BASTROP | AQUA WSC | EXPANSION OF CARRIZO-WILCOX AQUIFER SUPPLIES - AQUA WSC | MUNICIPAL CONSERVATION | AQUA WSC | EXPANSION OF CURRENT GROUNDWATER SUPPLIES - CARRIZO-WILCOX AQUIFER | GROUNDWATER WELLS AND OTHER | 2020 | 9777000 | 1 | 9777000 | [5 empty] | 0
K | BASTROP | AQUA WSC | MUNICIPAL CONSERVATION - AQUA WSC | MUNICIPAL CONSERVATION | AQUA WSC | MUNICIPAL CONSERVATION - AQUA WSC | MUNICIPAL CONSERVATION | 2020 | 1384870 | 1 | 1384870 | [5 empty] | 0
K | TRAVIS | AUSTIN | CITY OF AUSTIN - DIRECT REUSE | GROUNDWATER WELLS AND OTHER | AUSTIN | CITY OF AUSTIN - DIRECT REUSE | OTHER DIRECT REUSE | 2020 | 536176000 | 1 | 536176000 | [5 empty] | 0
K | TRAVIS | AUSTIN | CITY OF AUSTIN - OTHER REUSE | GROUNDWATER WELLS AND OTHER | AUSTIN | CITY OF AUSTIN - OTHER REUSE | OTHER DIRECT REUSE | 2020 | 21772000 | 1 | 21772000 | [5 empty] | 0
K | TRAVIS | AUSTIN | CITY OF AUSTIN - CAPTURE LOCAL INFLOWS TO LADY BIRD LAKE | GROUNDWATER WELLS AND OTHER | AUSTIN | CITY OF AUSTIN - CAPTURE LOCAL INFLOWS TO LADY BIRD LAKE | OTHER SURFACE WATER | 2020 | 2949000 | 1 | 2949000 | [5 empty] | 0
K | TRAVIS | AUSTIN | CITY OF AUSTIN - INDIRECT POTABLE REUSE THROUGH LADY BIRD LAKE | GROUNDWATER WELLS AND OTHER | AUSTIN | CITY OF AUSTIN - INDIRECT POTABLE REUSE THROUGH LADY BIRD LAKE | INDIRECT REUSE | 2020 | 41970000 | 1 | 41970000 | [5 empty] | 0
K | TRAVIS | AUSTIN | CITY OF AUSTIN - LAKE LONG ENHANCED STORAGE | GROUNDWATER WELLS AND OTHER | AUSTIN | CITY OF AUSTIN - LAKE LONG ENHANCED STORAGE | OTHER SURFACE WATER | 2020 | 31041000 | 1 | 31041000 | [5 empty] | 0
K | TRAVIS | AUSTIN | CITY OF AUSTIN - LONGHORN DAM OPERATIONS IMPROVEMENTS | GROUNDWATER WELLS AND OTHER | AUSTIN | CITY OF AUSTIN - LONGHORN DAM OPERATION IMPROVEMENTS | OTHER SURFACE WATER | 2020 | 1036000 | 1 | 1036000 | [5 empty] | 0
K | TRAVIS | AUSTIN | CITY OF AUSTIN CONSERVATION | IRRIGATION CONSERVATION; OTHER SURFACE WATER | AUSTIN | CITY OF AUSTIN - CONSERVATION | MUNICIPAL CONSERVATION | 2020 | 41434437 | 1 | 41434437 | [5 empty] | 0
K | TRAVIS | AUSTIN | CITY OF AUSTIN - AQUIFER STORAGE AND RECOVERY | MUNICIPAL CONSERVATION | AUSTIN | CITY OF AUSTIN - AQUIFER STORAGE AND RECOVERY | AQUIFER STORAGE AND RECOVERY | 2020 | 312316000 | 1 | 312316000 | [5 empty] | 0
K | TRAVIS | AUSTIN | CITY OF AUSTIN - RAINWATER HARVESTING | OTHER CONSERVATION | AUSTIN | CITY OF AUSTIN - RAINWATER HARVESTING | OTHER STRATEGIES | 2020 | 690167000 | 1 | 690167000 | [5 empty] | 0
G | WILLIAMSON | BARTLETT | TRINITY AQUIFER DEVELOPMENT- BARTLETT | INDIRECT REUSE | BARTLETT | TRINITY AQUIFER DEVELOPMENT | GROUNDWATER WELLS AND OTHER | 2020 | 10428000 | 1 | 10428000 | [5 empty] | 0
G | WILLIAMSON | BARTLETT | MUNICIPAL WATER CONSERVATION (SUBURBAN) - BARTLETT | INDIRECT REUSE; NEW MAJOR RESERVOIR; OTHER SURFACE WATER | BARTLETT | MUNICIPAL WATER CONSERVATION (SUBURBAN) - BARTLETT | MUNICIPAL CONSERVATION | 2020 | 287000 | 1 | 287000 | [5 empty] | 0
K | TRAVIS | BARTON CREEK WEST WSC | MUNICIPAL CONSERVATION - BARTON CREEK WEST WSC | INDIRECT REUSE; NEW MAJOR RESERVOIR; OTHER SURFACE WATER | BARTON CREEK WEST WSC | MUNICIPAL CONSERVATION - BARTON CREEK WEST WSC | MUNICIPAL CONSERVATION | 2020 | 38391 | 1 | 38391 | [5 empty] | 0
K | BASTROP | BASTROP | DEVELOPMENT OF NEW CARRIZO-WILCOX AQUIFER SUPPLIES - BASTROP | GROUNDWATER WELLS AND OTHER | BASTROP | DEVELOPMENT OF NEW GROUNDWATER SUPPLIES - CARRIZO-WILCOX AQUIFER | GROUNDWATER WELLS AND OTHER | 2020 | 2976000 | 1 | 2976000 | [5 empty] | 0
K | BASTROP | BASTROP | MUNICIPAL CONSERVATION - BASTROP | INDIRECT REUSE; NEW MAJOR RESERVOIR; OTHER SURFACE WATER | BASTROP | MUNICIPAL CONSERVATION - BASTROP | MUNICIPAL CONSERVATION | 2020 | 224866 | 1 | 224866 | [5 empty] | 0
K | TRAVIS | BEE CAVE | MUNICIPAL CONSERVATION - BEE CAVE VILLAGE | MUNICIPAL CONSERVATION | BEE CAVE | MUNICIPAL CONSERVATION - BEE CAVE VILLAGE | MUNICIPAL CONSERVATION | 2020 | 137097 | 1 | 137097 | [5 empty] | 0
K | BURNET | BERTRAM | EXPANSION OF ELLENBURGER-SAN SABA AQUIFER SUPPLIES - BERTRAM | MUNICIPAL CONSERVATION | BERTRAM | EXPANSION OF CURRENT GROUNDWATER SUPPLIES - ELLENBURGER-SAN SABA AQUIFER | GROUNDWATER WELLS AND OTHER | 2020 | 2031000 | 1 | 2031000 | [5 empty] | 0
K | BURNET | BERTRAM | MUNICIPAL CONSERVATION - BERTRAM | MUNICIPAL CONSERVATION | BERTRAM | MUNICIPAL CONSERVATION - BERTRAM | MUNICIPAL CONSERVATION | 2020 | 41421 | 1 | 41421 | [5 empty] | 0
K | BLANCO | BLANCO | MUNICIPAL CONSERVATION - BLANCO | MUNICIPAL CONSERVATION | BLANCO | MUNICIPAL CONSERVATION - BLANCO | MUNICIPAL CONSERVATION | 2020 | 47867 | 1 | 47867 | [5 empty] | 0
G | REGIONAL | BRAZOS RIVER AUTHORITY | BELTON TO STILLHOUSE PIPELINE-BRA | MUNICIPAL CONSERVATION | GEORGETOWN | BELTON TO STILLHOUSE PIPELINE-BRA | OTHER SURFACE WATER | 2020 | 38069000 | 1 | 38069000 | [5 empty] | 0
G | WILLIAMSON | BRUSHY CREEK MUD | ADDITIONAL ADVANCED CONSERVATION - BRUSHY CREEK MUD | MUNICIPAL CONSERVATION | BRUSHY CREEK MUD | ADDITIONAL ADVANCED CONSERVATION - BRUSHY CREEK MUD | MUNICIPAL CONSERVATION | 2020 | 1691000 | 1 | 1691000 | [5 empty] | 0
G | WILLIAMSON | BRUSHY CREEK MUD | MUNICIPAL WATER CONSERVATION (SUBURBAN) - BRUSHY CREEK MUD | MUNICIPAL CONSERVATION | BRUSHY CREEK MUD | MUNICIPAL WATER CONSERVATION (SUBURBAN) - BRUSHY CREEK MUD | MUNICIPAL CONSERVATION | 2020 | 6381000 | 1 | 6381000 | [5 empty] | 0
K | HAYS | BUDA | DIRECT REUSE - BUDA | MUNICIPAL CONSERVATION | BUDA | DIRECT REUSE - BUDA | OTHER DIRECT REUSE | 2020 | 6075000 | 1 | 6075000 | [5 empty] | 0
K | HAYS | BUDA | MUNICIPAL CONSERVATION - BUDA | MUNICIPAL CONSERVATION | BUDA | MUNICIPAL CONSERVATION - BUDA | MUNICIPAL CONSERVATION | 2020 | 221686 | 1 | 221686 | [5 empty] | 0
K | BURNET | BURNET | MUNICIPAL CONSERVATION - BURNET | MUNICIPAL CONSERVATION | BURNET | MUNICIPAL CONSERVATION - BURNET | MUNICIPAL CONSERVATION | 2020 | 184386 | 1 | 184386 | [5 empty] | 0
G | CALDWELL | CALDWELL | MUNICIPAL WATER CONSERVATION (SUBURBAN) - CALDWELL | MUNICIPAL CONSERVATION | CALDWELL | MUNICIPAL WATER CONSERVATION (SUBURBAN) - CALDWELL | MUNICIPAL CONSERVATION | 2020 | 967000 | 1 | 967000 | [5 empty] | 0
L | HAYS | CANYON REGIONAL WATER AUTHORITY | CRWA WELLS RANCH PROJECT PHASE II | MUNICIPAL CONSERVATION | CRYSTAL CLEAR WSC | CRWA WELLS RANCH PROJECT PHASE II | GROUNDWATER WELLS AND OTHER | 2020 | 37292000 | 1 | 37292000 | [5 empty] | 0
G | WILLIAMSON | CEDAR PARK | MUNICIPAL WATER CONSERVATION (SUBURBAN) - CEDAR PARK | MUNICIPAL CONSERVATION | CEDAR PARK | MUNICIPAL WATER CONSERVATION (SUBURBAN) - CEDAR PARK | MUNICIPAL CONSERVATION | 2020 | 14602000 | 1 | 14602000 | [5 empty] | 0
K | WILLIAMSON | CEDAR PARK | MUNICIPAL CONSERVATION - CEDAR PARK | MUNICIPAL CONSERVATION | CEDAR PARK | MUNICIPAL CONSERVATION - CEDAR PARK | MUNICIPAL CONSERVATION | 2020 | 238695 | 1 | 238695 | [5 empty] | 0
G | WILLIAMSON | CEDAR PARK; ROUND ROCK; LIBERTY HILL; LEANDER | BRUSHY CREEK RUA WATER SUPPLY | MUNICIPAL CONSERVATION | CEDAR PARK; LIBERTY HILL; LEANDER | BRUSHY CREEK RUA-EXISTING CONTRACTS | OTHER SURFACE WATER | 2020 | 318401660 | 1 | 318401660 | [5 empty] | 0
G | WILLIAMSON | CHISHOLM TRAIL SUD | CHISHOLM TRAIL SUD WTP EXPANSION | MUNICIPAL CONSERVATION | CHISHOLM TRAIL SUD | CHISHOLM TRAIL SUD WTP EXPANSION | OTHER SURFACE WATER | 2020 | 31675000 | 1 | 31675000 | [5 empty] | 0
G | WILLIAMSON | CHISHOLM TRAIL SUD | MUNICIPAL WATER CONSERVATION (SUBURBAN) - CHISHOLM TRAIL SUD | MUNICIPAL CONSERVATION | CHISHOLM TRAIL SUD | MUNICIPAL WATER CONSERVATION (SUBURBAN) - CHISHOLM TRAIL SUD | MUNICIPAL CONSERVATION | 2020 | 6762000 | 1 | 6762000 | [5 empty] | 0
K | BURNET | COTTONWOOD SHORES | MUNICIPAL CONSERVATION - COTTONWOOD SHORES | MUNICIPAL CONSERVATION | COTTONWOOD SHORES | MUNICIPAL CONSERVATION - COTTONWOOD SHORES | MUNICIPAL CONSERVATION | 2020 | 30672 | 1 | 30672 | [5 empty] | 0
L | HAYS | COUNTY LINE WSC | REUSE - COUNTY LINE WSC | MUNICIPAL CONSERVATION | COUNTY LINE WSC | REUSE - KYLE/COUNTY LINE WSC | OTHER DIRECT REUSE | 2020 | 0 | 1 | 0 | [5 empty] | 0
K | BASTROP | COUNTY-OTHER (BASTROP) | EXPANSION OF CARRIZO-WILCOX AQUIFER SUPPLIES - BASTROP COUNTY-OTHER | MUNICIPAL CONSERVATION | COUNTY-OTHER (BASTROP) | EXPANSION OF CURRENT GROUNDWATER SUPPLIES - CARRIZO-WILCOX AQUIFER | GROUNDWATER WELLS AND OTHER | 2020 | 2150000 | 1 | 2150000 | [5 empty] | 0
K | BASTROP | COUNTY-OTHER (BASTROP) | MUNICIPAL CONSERVATION - BASTROP COUNTY OTHER | MUNICIPAL CONSERVATION | COUNTY-OTHER (BASTROP) | MUNICIPAL CONSERVATION - BASTROP COUNTY-OTHER | MUNICIPAL CONSERVATION | 2020 | 232736 | 1 | 232736 | [5 empty] | 0
K | REGIONAL | COUNTY-OTHER (BLANCO); COUNTY-OTHER (BURNET); COUNTY-OTHER (GILLESPIE); COUNTY-OTHER (HAYS); COUNTY-OTHER (LLANO); COUNTY-OTHER (MILLS); COUNTY-OTHER (SAN SABA); COUNTY-OTHER (TRAVIS) | BRUSH CONTROL | MUNICIPAL CONSERVATION | COUNTY-OTHER (BLANCO); COUNTY-OTHER (BURNET); COUNTY-OTHER (GILLESPIE); COUNTY-OTHER (HAYS); COUNTY-OTHER (LLANO); COUNTY-OTHER (MILLS); COUNTY-OTHER (SAN SABA); COUNTY-OTHER (TRAVIS) | BRUSH CONTROL | OTHER STRATEGIES | 2020 | 17096000 | 1 | 17096000 | [5 empty] | 0
K | BURNET | COUNTY-OTHER (BURNET) | MUNICIPAL CONSERVATION - BURNET COUNTY-OTHER | MUNICIPAL CONSERVATION | COUNTY-OTHER (BURNET) | MUNICIPAL CONSERVATION - BURNET COUNTY-OTHER | MUNICIPAL CONSERVATION | 2020 | 164771 | 1 | 164771 | [5 empty] | 0
K | FAYETTE | COUNTY-OTHER (FAYETTE) | EXPANSION OF GULF COAST AQUIFER SUPPLIES - FAYETTE COUNTY-OTHER | INDIRECT REUSE; OTHER SURFACE WATER | COUNTY-OTHER (FAYETTE) | EXPANSION OF CURRENT GROUNDWATER SUPPLIES - GULF COAST AQUIFER | GROUNDWATER WELLS AND OTHER | 2020 | 4558000 | 1 | 4558000 | [5 empty] | 0
K | HAYS | DRIPPING SPRINGS | MUNICIPAL CONSERVATION - DRIPPING SPRINGS | GROUNDWATER WELLS AND OTHER | DRIPPING SPRINGS | MUNICIPAL CONSERVATION - DRIPPING SPRINGS | MUNICIPAL CONSERVATION | 2020 | 49510 | 1 | 49510 | [5 empty] | 0
K | HAYS | DRIPPING SPRINGS WSC | MUNICIPAL CONSERVATION - DRIPPING SPRINGS WSC | GROUNDWATER WELLS AND OTHER | DRIPPING SPRINGS WSC | MUNICIPAL CONSERVATION - DRIPPING SPRINGS WSC | MUNICIPAL CONSERVATION | 2020 | 68043 | 1 | 68043 | [5 empty] | 0
K | BASTROP | ELGIN | EXPANSION OF CARRIZO-WILCOX AQUIFER SUPPLIES - ELGIN | GROUNDWATER WELLS AND OTHER | ELGIN | EXPANSION OF CURRENT GROUNDWATER SUPPLIES - CARRIZO-WILCOX AQUIFER | GROUNDWATER WELLS AND OTHER | 2020 | 2150000 | 1 | 2150000 | [5 empty] | 0
G | WILLIAMSON | FERN BLUFF MUD | MUNICIPAL WATER CONSERVATION (SUBURBAN) - FERN BLUFF MUD | OTHER SURFACE WATER | FERN BLUFF MUD | MUNICIPAL WATER CONSERVATION (SUBURBAN) - FERN BLUFF MUD | MUNICIPAL CONSERVATION | 2020 | 1026000 | 1 | 1026000 | [5 empty] | 0
K | FAYETTE | FLATONIA | EXPANSION OF GULF COAST AQUIFER SUPPLIES - FLATONIA | OTHER SURFACE WATER | FLATONIA | EXPANSION OF CURRENT GROUNDWATER SUPPLIES - GULF COAST AQUIFER | GROUNDWATER WELLS AND OTHER | 2020 | 2241000 | 1 | 2241000 | [5 empty] | 0
K | FAYETTE | FLATONIA | DIRECT REUSE - FLATONIA | OTHER SURFACE WATER | FLATONIA | DIRECT REUSE - FLATONIA | OTHER DIRECT REUSE | 2020 | 1226000 | 1 | 1226000 | [5 empty] | 0
K | FAYETTE | FLATONIA | MUNICIPAL CONSERVATION - FLATONIA | OTHER SURFACE WATER | FLATONIA | MUNICIPAL CONSERVATION - FLATONIA | MUNICIPAL CONSERVATION | 2020 | 37553 | 1 | 37553 | [5 empty] | 0
G | WILLIAMSON | FLORENCE | TRINITY AQUIFER DEVELOPMENT (BELL CO.)- FLORENCE | OTHER SURFACE WATER | FLORENCE | TRINITY AQUIFER DEVELOPMENT | GROUNDWATER WELLS AND OTHER | 2020 | 3778000 | 1 | 3778000 | [5 empty] | 0
G | WILLIAMSON | GEORGETOWN | MUNICIPAL WATER CONSERVATION (SUBURBAN) - GEORGETOWN | GROUNDWATER WELLS AND OTHER | GEORGETOWN | MUNICIPAL WATER CONSERVATION (SUBURBAN) - GEORGETOWN | MUNICIPAL CONSERVATION | 2020 | 44986000 | 1 | 44986000 | [5 empty] | 0
G | LEE | GIDDINGS | MUNICIPAL WATER CONSERVATION (RURAL) - GIDDINGS | GROUNDWATER WELLS AND OTHER | GIDDINGS | MUNICIPAL WATER CONSERVATION (RURAL) - GIDDINGS | MUNICIPAL CONSERVATION | 2020 | 967000 | 1 | 967000 | [5 empty] | 0
L | HAYS | HAYS CALDWELL PUA | HAYS/CALDWELL PUA PROJECT | GROUNDWATER WELLS AND OTHER | CRYSTAL CLEAR WSC; KYLE; MARTINDALE; PLUM CREEK WATER COMPANY; SAN MARCOS | HAYS/CALDWELL PUA PROJECT | GROUNDWATER WELLS AND OTHER | 2020 | 309723000 | 1 | 309723000 | [5 empty] | 0
G | WILLIAMSON | HEART OF TEXAS WATER SUPPLIERS LLC | CARRIZO AQUIFER DEVELOPMENT-HUTTO (HEART OF TEXAS-LEE CO.) | GROUNDWATER WELLS AND OTHER | HUTTO | CARRIZO AQUIFER DEVELOPMENT | GROUNDWATER WELLS AND OTHER | 2020 | 127086000 | 1 | 127086000 | [5 empty] | 0
K | LLANO | HORSESHOE BAY | MUNICIPAL CONSERVATION - HORSESHOE BAY | MUNICIPAL CONSERVATION | HORSESHOE BAY | MUNICIPAL CONSERVATION - HORSESHOE BAY | MUNICIPAL CONSERVATION | 2020 | 154204 | 1 | 154204 | [5 empty] | 0
G | WILLIAMSON | IRRIGATION (WILLIAMSON) | EDWARDS AQUIFER DEVELOPMENT-WILLIAMSON IRRIGATION | MUNICIPAL CONSERVATION | IRRIGATION (WILLIAMSON) | EDWARDS AQUIFER DEVELOPMENT | GROUNDWATER WELLS AND OTHER | 2020 | 1220000 | 1 | 1220000 | [5 empty] | 0
K | BLANCO | JOHNSON CITY | EXPANSION OF ELLENBURGER-SAN SABA AQUIFER SUPPLIES - JOHNSON CITY | MUNICIPAL CONSERVATION | JOHNSON CITY | EXPANSION OF CURRENT GROUNDWATER SUPPLIES - ELLENBURGER-SAN SABA AQUIFER | GROUNDWATER WELLS AND OTHER | 2020 | 1505000 | 1 | 1505000 | [5 empty] | 0
K | BLANCO | JOHNSON CITY | MUNICIPAL CONSERVATION - JOHNSON CITY | MUNICIPAL CONSERVATION | JOHNSON CITY | MUNICIPAL CONSERVATION - JOHNSON CITY | MUNICIPAL CONSERVATION | 2020 | 45790 | 1 | 45790 | [5 empty] | 0
G | WILLIAMSON | JONAH WATER SUD; JARRELL; GRANGER; COUNTY-OTHER (WILLIAMSON); BELL-MILAM FALLS WSC; CENTRAL TEXAS WSC | EAST WILLIAMSON COUNTY WATER PROJECT | MUNICIPAL CONSERVATION | JONAH WATER SUD; JARRELL; GRANGER; COUNTY-OTHER (WILLIAMSON); BELL-MILAM FALLS WSC; CENTRAL TEXAS WSC | EAST WILLIAMSON COUNTY WATER SUPPLY PLAN | OTHER SURFACE WATER | 2020 | 42127001 | 1 | 42127001 | [5 empty] | 0
K | TRAVIS | JONESTOWN | MUNICIPAL CONSERVATION - JONESTOWN | MUNICIPAL CONSERVATION | JONESTOWN | MUNICIPAL CONSERVATION - JONESTOWN | MUNICIPAL CONSERVATION | 2020 | 46456 | 1 | 46456 | [5 empty] | 0
L | HAYS | KYLE | REUSE - KYLE | MUNICIPAL CONSERVATION | KYLE | REUSE - KYLE/COUNTY LINE WSC | OTHER DIRECT REUSE | 2020 | 37074649 | 1 | 37074649 | [5 empty] | 0
K | FAYETTE | LA GRANGE | MUNICIPAL CONSERVATION - LA GRANGE | MUNICIPAL CONSERVATION | LA GRANGE | MUNICIPAL CONSERVATION - LA GRANGE | MUNICIPAL CONSERVATION | 2020 | 117647 | 1 | 117647 | [5 empty] | 0
K | TRAVIS | LAGO VISTA | MUNICIPAL CONSERVATION - LAGO VISTA | MUNICIPAL CONSERVATION | LAGO VISTA | MUNICIPAL CONSERVATION - LAGO VISTA | MUNICIPAL CONSERVATION | 2020 | 187406 | 1 | 187406 | [5 empty] | 0
K | TRAVIS | LAKEWAY | EXPANSION OF TRINITY AQUIFER SUPPLIES - LAKEWAY | MUNICIPAL CONSERVATION | LAKEWAY | EXPANSION OF CURRENT GROUNDWATER SUPPLIES - TRINITY AQUIFER | GROUNDWATER WELLS AND OTHER | 2020 | 2985000 | 1 | 2985000 | [5 empty] | 0
K | TRAVIS | LAKEWAY | MUNICIPAL CONSERVATION - LAKEWAY | MUNICIPAL CONSERVATION | LAKEWAY | MUNICIPAL CONSERVATION - LAKEWAY | MUNICIPAL CONSERVATION | 2020 | 544773 | 1 | 544773 | [5 empty] | 0
G | LEE | LEXINGTON | MUNICIPAL WATER CONSERVATION (RURAL) - LEXINGTON | MUNICIPAL CONSERVATION | LEXINGTON | MUNICIPAL WATER CONSERVATION (RURAL) - LEXINGTON | MUNICIPAL CONSERVATION | 2020 | 108000 | 1 | 108000 | [5 empty] | 0
K | LLANO | LLANO | DEVELOPMENT OF NEW HICKORY AQUIFER SUPPLIES - LLANO | MUNICIPAL CONSERVATION | LLANO | DEVELOPMENT OF NEW GROUNDWATER SUPPLIES - HICKORY AQUIFER | GROUNDWATER WELLS AND OTHER | 2020 | 2743000 | 1 | 2743000 | [5 empty] | 0
K | LLANO | LLANO | DIRECT REUSE - LLANO | MUNICIPAL CONSERVATION | LLANO | DIRECT REUSE - LLANO | OTHER DIRECT REUSE | 2020 | 689000 | 1 | 689000 | [5 empty] | 0
K | LLANO | LLANO | MUNICIPAL CONSERVATION - LLANO | MUNICIPAL CONSERVATION | LLANO | MUNICIPAL CONSERVATION - LLANO | MUNICIPAL CONSERVATION | 2020 | 87599 | 1 | 87599 | [5 empty] | 0
K | TRAVIS | LOOP 360 WSC | MUNICIPAL CONSERVATION - LOOP 360 | MUNICIPAL CONSERVATION | LOOP 360 WSC | MUNICIPAL CONSERVATION - LOOP 360 WSC | MUNICIPAL CONSERVATION | 2020 | 71683 | 1 | 71683 | [5 empty] | 0
K | TRAVIS | LOST CREEK MUD | MUNICIPAL CONSERVATION - LOST CREEK MUD | MUNICIPAL CONSERVATION | LOST CREEK MUD | MUNICIPAL CONSERVATION - LOST CREEK MUD | MUNICIPAL CONSERVATION | 2020 | 108519 | 1 | 108519 | [5 empty] | 0
K | TRAVIS | LOWER COLORADO RIVER AUTHORITY | LCRA - MID-BASIN OFF-CHANNEL RESERVOIR | MUNICIPAL CONSERVATION | CREEDMOOR-MAHA WSC;MANVILLE WSC;PFLUGERVILLE;ROLLINGWOOD;STEAM ELECTRIC POWER, TRAVIS;SUNSET VALLEY;WEST LAKE HILLS | LCRA - MID BASIN RESERVOIR | NEW MAJOR RESERVOIR | 2020 | 298000000 | 1 | 298000000 | [5 empty] | 0
K | BASTROP | LOWER COLORADO RIVER AUTHORITY | EXPANSION OF CARRIZO-WILCOX AQUIFER SUPPLIES - LCRA | MUNICIPAL CONSERVATION | STEAM ELECTRIC POWER, BASTROP | LCRA - EXPAND USE OF GROUNDWATER (CARRIZO-WILCOX AQUIFER) | GROUNDWATER WELLS AND OTHER | 2020 | 4564000 | 1 | 4564000 | [5 empty] | 0
K | FAYETTE | LOWER COLORADO RIVER AUTHORITY | LCRA - GROUNDWATER SUPPLY FOR FPP (OFF-SITE) | MUNICIPAL CONSERVATION | STEAM ELECTRIC POWER, FAYETTE | LCRA - GROUNDWATER SUPPLY FOR FPP (OFF-SITE) | GROUNDWATER WELLS AND OTHER | 2020 | 20107000 | 1 | 20107000 | [5 empty] | 0
K | REGIONAL | LOWER COLORADO RIVER AUTHORITY | LCRA - LANE CITY OFF-CHANNEL RESERVOIR | MUNICIPAL CONSERVATION | BEE CAVE;BERTRAM;BURNET;COTTONWOOD SHORES;COUNTY-OTHER, BURNET;ELGIN;GRANITE SHOALS;HORSESHOE BAY;LAKEWAY;LEANDER;MARBLE FALLS;PFLUGERVILLE;POINT VENTURE;STEAM ELECTRIC POWER, FAYETTE;TRAVIS COUNTY WCID #10;TRAVIS COUNTY WCID #17;VOLENTE;WEST TRAVIS COUNTY PUBLIC UTILITY AGENCY | LCRA - LANE CITY RESERVOIR | NEW MAJOR RESERVOIR | 2020 | 218593000 | 1 | 218593000 | [5 empty] | 0
K | FAYETTE | LOWER COLORADO RIVER AUTHORITY | LCRA - GROUNDWATER SUPPLY FOR FPP (ON-SITE) | MUNICIPAL CONSERVATION | STEAM ELECTRIC POWER, FAYETTE | LCRA - GROUNDWATER SUPPLY FOR FPP (ON-SITE) | GROUNDWATER WELLS AND OTHER | 2020 | 2749000 | 1 | 2749000 | [5 empty] | 0
K | BASTROP | MANUFACTURING (BASTROP) | EXPANSION OF CARRIZO-WILCOX AQUIFER SUPPLIES - BASTROP COUNTY MANUFACTURING | NEW MAJOR RESERVOIR | MANUFACTURING (BASTROP) | EXPANSION OF CURRENT GROUNDWATER SUPPLIES - CARRIZO-WILCOX AQUIFER | GROUNDWATER WELLS AND OTHER | 2020 | 2150000 | 1 | 2150000 | [5 empty] | 0
K | FAYETTE | MANUFACTURING (FAYETTE) | EXPANSION OF GULF COAST AQUIFER SUPPLIES - FAYETTE COUNTY MANUFACTURING | OTHER SURFACE WATER | MANUFACTURING (FAYETTE) | EXPANSION OF CURRENT GROUNDWATER SUPPLIES - GULF COAST AQUIFER | GROUNDWATER WELLS AND OTHER | 2020 | 2279000 | 1 | 2279000 | [5 empty] | 0
K | BURNET | MARBLE FALLS | MUNICIPAL CONSERVATION - MARBLE FALLS | CONJUNCTIVE USE; INDIRECT REUSE; OTHER SURFACE WATER | MARBLE FALLS | MUNICIPAL CONSERVATION - MARBLE FALLS | MUNICIPAL CONSERVATION | 2020 | 221276 | 1 | 221276 | [5 empty] | 0
K | BURNET | MEADOWLAKES | MUNICIPAL CONSERVATION - MEADOWLAKES | MUNICIPAL CONSERVATION | MEADOWLAKES | MUNICIPAL CONSERVATION - MEADOWLAKES | MUNICIPAL CONSERVATION | 2020 | 64541 | 1 | 64541 | [5 empty] | 0
K | BASTROP | MINING (BASTROP) | DEVELOPMENT OF NEW QUEEN CITY AQUIFER SUPPLIES - BASTROP COUNTY MINING | MUNICIPAL CONSERVATION | MINING (BASTROP) | DEVELOPMENT OF NEW GROUNDWATER SUPPLIES - QUEEN CITY AQUIFER | GROUNDWATER WELLS AND OTHER | 2020 | 2446000 | 1 | 2446000 | [5 empty] | 0
K | BURNET | MINING (BURNET) | EXPANSION OF ELLENBURGER-SAN SABA AQUIFER SUPPLIES - BURNET COUNTY MINING | MUNICIPAL CONSERVATION | MINING (BURNET) | EXPANSION OF CURRENT GROUNDWATER SUPPLIES - ELLENBURGER-SAN SABA AQUIFER | GROUNDWATER WELLS AND OTHER | 2020 | 13418000 | 1 | 13418000 | [5 empty] | 0
K | FAYETTE | MINING (FAYETTE) | EXPANSION OF SPARTA AQUIFER SUPPLIES - FAYETTE COUNTY MINING | MUNICIPAL CONSERVATION | MINING (FAYETTE) | EXPANSION OF CURRENT GROUNDWATER SUPPLIES - SPARTA AQUIFER | GROUNDWATER WELLS AND OTHER | 2020 | 753000 | 1 | 753000 | [5 empty] | 0
K | FAYETTE | MINING (FAYETTE) | EXPANSION OF GULF COAST AQUIFER SUPPLIES - FAYETTE COUNTY MINING | MUNICIPAL CONSERVATION | MINING (FAYETTE) | EXPANSION OF CURRENT GROUNDWATER SUPPLIES - GULF COAST AQUIFER | GROUNDWATER WELLS AND OTHER | 2020 | 7520000 | 1 | 7520000 | [5 empty] | 0
K | HAYS | MINING (HAYS) | EXPANSION OF TRINITY AQUIFER SUPPLIES - HAYS COUNTY MINING | MUNICIPAL CONSERVATION | MINING (HAYS) | EXPANSION OF CURRENT GROUNDWATER SUPPLIES - TRINITY AQUIFER | GROUNDWATER WELLS AND OTHER | 2020 | 4652000 | 1 | 4652000 | [5 empty] | 0
L | HAYS | MOUNTAIN CITY | LOCAL TRINITY AQUIFER - MOUNTAIN CITY | CONJUNCTIVE USE | MOUNTAIN CITY | LOCAL TRINITY AQUIFER DEVELOPMENT | GROUNDWATER WELLS AND OTHER | 2020 | 731000 | 1 | 731000 | [5 empty] | 0
K | TRAVIS | PFLUGERVILLE | DIRECT REUSE - PFLUGERVILLE | OTHER SURFACE WATER | PFLUGERVILLE | DIRECT REUSE - PFLUGERVILLE | OTHER DIRECT REUSE | 2020 | 7959000 | 1 | 7959000 | [5 empty] | 0
K | TRAVIS | PFLUGERVILLE | MUNICIPAL CONSERVATION - PFLUGERVILLE | OTHER SURFACE WATER | PFLUGERVILLE | MUNICIPAL CONSERVATION - PFLUGERVILLE | MUNICIPAL CONSERVATION | 2020 | 1701900 | 1 | 1701900 | [5 empty] | 0
K | TRAVIS | POINT VENTURE | MUNICIPAL CONSERVATION - POINT VENTURE | GROUNDWATER WELLS AND OTHER | POINT VENTURE | MUNICIPAL CONSERVATION - POINT VENTURE | MUNICIPAL CONSERVATION | 2020 | 31028 | 1 | 31028 | [5 empty] | 0
K | TRAVIS | ROLLINGWOOD | MUNICIPAL CONSERVATION - ROLLINGWOOD | GROUNDWATER WELLS AND OTHER | ROLLINGWOOD | MUNICIPAL CONSERVATION - ROLLINGWOOD | MUNICIPAL CONSERVATION | 2020 | 36238 | 1 | 36238 | [5 empty] | 0
G | WILLIAMSON | ROUND ROCK | MUNICIPAL WATER CONSERVATION (SUBURBAN) - ROUND ROCK | GROUNDWATER WELLS AND OTHER | ROUND ROCK | MUNICIPAL WATER CONSERVATION (SUBURBAN) - ROUND ROCK | MUNICIPAL CONSERVATION | 2020 | 2044000 | 1 | 2044000 | [5 empty] | 0
K | WILLIAMSON | ROUND ROCK | MUNICIPAL CONSERVATION - ROUND ROCK | GROUNDWATER WELLS AND OTHER | ROUND ROCK | MUNICIPAL CONSERVATION - ROUND ROCK | MUNICIPAL CONSERVATION | 2020 | 36147 | 1 | 36147 | [5 empty] | 0
L | HAYS | SAN MARCOS | REUSE - SAN MARCOS | MUNICIPAL CONSERVATION | SAN MARCOS | REUSE - SAN MARCOS | OTHER DIRECT REUSE | 2020 | 86664302 | 1 | 86664302 | [5 empty] | 0
K | FAYETTE | SCHULENBURG | MUNICIPAL CONSERVATION - SCHULENBURG | GROUNDWATER DESALINATION | SCHULENBURG | MUNICIPAL CONSERVATION - SCHULENBURG | MUNICIPAL CONSERVATION | 2020 | 78947 | 1 | 78947 | [5 empty] | 0
K | TRAVIS | SHADY HOLLOW MUD | MUNICIPAL CONSERVATION - SHADY HOLLOW MUD | NEW MAJOR RESERVOIR | SHADY HOLLOW MUD | MUNICIPAL CONSERVATION - SHADY HOLLOW MUD | MUNICIPAL CONSERVATION | 2020 | 106952 | 1 | 106952 | [5 empty] | 0
K | BASTROP | SMITHVILLE | MUNICIPAL CONSERVATION - SMITHVILLE | GROUNDWATER WELLS AND OTHER | SMITHVILLE | MUNICIPAL CONSERVATION - SMITHVILLE | MUNICIPAL CONSERVATION | 2020 | 109412 | 1 | 109412 | [5 empty] | 0
K | TRAVIS | SUNSET VALLEY | MUNICIPAL CONSERVATION - SUNSET VALLEY | OTHER SURFACE WATER | SUNSET VALLEY | MUNICIPAL CONSERVATION - SUNSET VALLEY | MUNICIPAL CONSERVATION | 2020 | 31520 | 1 | 31520 | [5 empty] | 0
G | WILLIAMSON | TAYLOR | MUNICIPAL WATER CONSERVATION (SUBURBAN) - TAYLOR | IRRIGATION CONSERVATION; MUNICIPAL CONSERVATION; OTHER CONSERVATION | TAYLOR | MUNICIPAL WATER CONSERVATION (SUBURBAN) - TAYLOR | MUNICIPAL CONSERVATION | 2020 | 295000 | 1 | 295000 | [5 empty] | 0
L | HAYS | TEXAS WATER ALLIANCE | TWA REGIONAL CARRIZO | DIRECT POTABLE REUSE | COUNTY-OTHER, HAYS;WIMBERLEY;WIMBERLEY WSC | TWA REGIONAL CARRIZO AQUIFER DEVELOPMENT | GROUNDWATER WELLS AND OTHER | 2020 | 279632000 | 1 | 279632000 | [5 empty] | 0
K | TRAVIS | THE HILLS | MUNICIPAL CONSERVATION - THE HILLS | OTHER SURFACE WATER | THE HILLS | MUNICIPAL CONSERVATION - THE HILLS | MUNICIPAL CONSERVATION | 2020 | 97374 | 1 | 97374 | [5 empty] | 0
K | TRAVIS | TRAVIS COUNTY MUD #4 | MUNICIPAL CONSERVATION - TRAVIS COUNTY MUD #4 | MUNICIPAL CONSERVATION | TRAVIS COUNTY MUD #4 | MUNICIPAL CONSERVATION - TRAVIS COUNTY MUD #4 | MUNICIPAL CONSERVATION | 2020 | 137248 | 1 | 137248 | [5 empty] | 0
K | TRAVIS | TRAVIS COUNTY WCID #10 | MUNICIPAL CONSERVATION - TRAVIS COUNTY WCID #10 | MUNICIPAL CONSERVATION | TRAVIS COUNTY WCID #10 | MUNICIPAL CONSERVATION - TRAVIS COUNTY WCID #10 | MUNICIPAL CONSERVATION | 2020 | 171890 | 1 | 171890 | [5 empty] | 0
K | TRAVIS | TRAVIS COUNTY WCID #17 | MUNICIPAL CONSERVATION - TRAVIS COUNTY WCID #17 | DIRECT POTABLE REUSE | TRAVIS COUNTY WCID #17 | MUNICIPAL CONSERVATION - TRAVIS COUNTY WCID #17 | MUNICIPAL CONSERVATION | 2020 | 828248 | 1 | 828248 | [5 empty] | 0
K | TRAVIS | TRAVIS COUNTY WCID #18 | MUNICIPAL CONSERVATION - TRAVIS COUNTY WCID #18 | MUNICIPAL CONSERVATION | TRAVIS COUNTY WCID #18 | MUNICIPAL CONSERVATION - TRAVIS COUNTY WCID #18 | MUNICIPAL CONSERVATION | 2020 | 147665 | 1 | 147665 | [5 empty] | 0
K | TRAVIS | TRAVIS COUNTY WCID #19 | MUNICIPAL CONSERVATION - TRAVIS COUNTY WCID #19 | MUNICIPAL CONSERVATION | TRAVIS COUNTY WCID #19 | MUNICIPAL CONSERVATION - TRAVIS COUNTY WCID #19 | MUNICIPAL CONSERVATION | 2020 | 28215 | 1 | 28215 | [5 empty] | 0
K | TRAVIS | TRAVIS COUNTY WCID #20 | MUNICIPAL CONSERVATION - TRAVIS COUNTY WCID #20 | GROUNDWATER DESALINATION | TRAVIS COUNTY WCID #20 | MUNICIPAL CONSERVATION - TRAVIS COUNTY WCID #20 | MUNICIPAL CONSERVATION | 2020 | 38290 | 1 | 38290 | [5 empty] | 0
K | TRAVIS | WEST LAKE HILLS | MUNICIPAL CONSERVATION - WEST LAKE HILLS | IRRIGATION CONSERVATION | WEST LAKE HILLS | MUNICIPAL CONSERVATION - WEST LAKE HILLS | MUNICIPAL CONSERVATION | 2020 | 112784 | 1 | 112784 | [5 empty] | 0
K | TRAVIS | WEST TRAVIS COUNTY PUBLIC UTILITY AGENCY | MUNICIPAL CONSERVATION - WEST TRAVIS COUNTY PUA | IRRIGATION CONSERVATION | WEST TRAVIS COUNTY PUBLIC UTILITY AGENCY | MUNICIPAL CONSERVATION - WEST TRAVIS COUNTY PUA | MUNICIPAL CONSERVATION | 2020 | 461454 | 1 | 461454 | [5 empty] | 0
G | WILLIAMSON | WILLIAMSON COUNTY MUD #10 | MUNICIPAL WATER CONSERVATION (SUBURBAN) - WILLIAMSON COUNTY MUD #10 | IRRIGATION CONSERVATION | WILLIAMSON COUNTY MUD #10 | MUNICIPAL WATER CONSERVATION (SUBURBAN) - WILLIAMSON COUNTY MUD #10 | MUNICIPAL CONSERVATION | 2020 | 2705000 | 1 | 2705000 | [5 empty] | 0
G | WILLIAMSON | WILLIAMSON COUNTY MUD #11 | MUNICIPAL WATER CONSERVATION (SUBURBAN) - WILLIAMSON COUNTY MUD #11 | IRRIGATION CONSERVATION | WILLIAMSON COUNTY MUD #11 | MUNICIPAL WATER CONSERVATION (SUBURBAN) - WILLIAMSON COUNTY MUD #11 | MUNICIPAL CONSERVATION | 2020 | 1282000 | 1 | 1282000 | [5 empty] | 0
G | WILLIAMSON | WILLIAMSON COUNTY MUD #9 | MUNICIPAL WATER CONSERVATION (SUBURBAN) - WILLIAMSON COUNTY MUD #9 | GROUNDWATER WELLS AND OTHER | WILLIAMSON COUNTY MUD #9 | MUNICIPAL WATER CONSERVATION (SUBURBAN) - WILLIAMSON COUNTY MUD #9 | MUNICIPAL CONSERVATION | 2020 | 1761000 | 1 | 1761000 | [5 empty] | 0
G | WILLIAMSON | BRAZOS RIVER AUTHORITY | LITTLE RIVER OCR-BRA | MUNICIPAL CONSERVATION | COUNTY-OTHER, WILLIAMSON; ROUND ROCK | LITTLE RIVER OCR | NEW MAJOR RESERVOIR | 2030 | 487611000 | 2 | 243805500 | 243805500 |  |  |  |  | 0
K | REGIONAL | BUDA; COUNTY-OTHER (HAYS); CREEDMOOR-MAHA WSC | BS/EACD SALINE EDWARDS ASR | MUNICIPAL CONSERVATION | BUDA; COUNTY-OTHER (HAYS); CREEDMOOR-MAHA WSC | SALINE EDWARDS ASR (SALINE) | AQUIFER STORAGE AND RECOVERY | 2030 | 15000000 | 2 | 7500000 | 7500000 |  |  |  |  | 0
K | REGIONAL | BUDA; COUNTY-OTHER (HAYS); MINING (HAYS); MOUNTAIN CITY; SUNSET VALLEY | BS/EACD EDWARDS / MIDDLE TRINITY ASR | MUNICIPAL CONSERVATION | BUDA; COUNTY-OTHER (HAYS); MINING (HAYS); MOUNTAIN CITY; SUNSET VALLEY | EDWARDS / MIDDLE TRINITY ASR | AQUIFER STORAGE AND RECOVERY | 2030 | 13000000 | 2 | 6500000 | 6500000 |  |  |  |  | 0
L | HAYS | CANYON REGIONAL WATER AUTHORITY | CRWA SIESTA PROJECT | MUNICIPAL CONSERVATION | COUNTY LINE WSC | CRWA SIESTA PROJECT | DIRECT POTABLE REUSE | 2030 | 68798000 | 2 | 34399000 | 34399000 |  |  |  |  | 0
K | BASTROP | ELGIN | NEW SURFACE WATER INFRASTRUCTURE - ELGIN | GROUNDWATER WELLS AND OTHER | ELGIN | LCRA - LANE CITY RESERVOIR | NEW MAJOR RESERVOIR | 2030 | 61623000 | 2 | 30811500 | 30811500 |  |  |  |  | 0
G | WILLIAMSON | GEORGETOWN | EXPAND WTP (21 MGD)- GEORGETOWN | GROUNDWATER WELLS AND OTHER | GEORGETOWN | GEORGETOWN WTP EXPANSION | OTHER SURFACE WATER | 2030 | 44534000 | 2 | 22267000 | 22267000 |  |  |  |  | 0
K | TRAVIS | MANOR | EXPANSION OF TRINITY AQUIFER SUPPLIES - MANOR | OTHER DIRECT REUSE | MANOR | EXPANSION OF CURRENT GROUNDWATER SUPPLIES - TRINITY AQUIFER | GROUNDWATER WELLS AND OTHER | 2030 | 3442000 | 2 | 1721000 | 1721000 |  |  |  |  | 0
K | BURNET | MINING (BURNET) | EXPANSION OF HICKORY AQUIFER SUPPLIES - BURNET COUNTY MINING | MUNICIPAL CONSERVATION | MINING (BURNET) | EXPANSION OF CURRENT GROUNDWATER SUPPLIES - HICKORY AQUIFER | GROUNDWATER WELLS AND OTHER | 2030 | 13437000 | 2 | 6718500 | 6718500 |  |  |  |  | 0
L | REGIONAL | PLUM CREEK WATER COMPANY | LOCAL TRINITY AQUIFER - PLUM CREEK WC | OTHER SURFACE WATER | PLUM CREEK WATER COMPANY | LOCAL TRINITY AQUIFER DEVELOPMENT | GROUNDWATER WELLS AND OTHER | 2030 | 1062000 | 2 | 531000 | 531000 |  |  |  |  | 0
L | HAYS | TEXAS WATER ALLIANCE | TWA TRINITY AQUIFER DEVELOPMENT | DIRECT POTABLE REUSE | COUNTY-OTHER, HAYS;WIMBERLEY;WIMBERLEY WSC | TWA TRINITY AQUIFER DEVELOPMENT | GROUNDWATER WELLS AND OTHER | 2030 | 26087000 | 2 | 13043500 | 13043500 |  |  |  |  | 0
K | TRAVIS | WEST TRAVIS COUNTY PUBLIC UTILITY AGENCY; COUNTY-OTHER (HAYS); DRIPPING SPRINGS WSC | HAYS COUNTY PIPELINE - REGION K PORTION | IRRIGATION CONSERVATION | WEST TRAVIS COUNTY PUBLIC UTILITY AGENCY; COUNTY-OTHER (HAYS); DRIPPING SPRINGS WSC | HAYS COUNTY PIPELINE - REGION K RECOMMENDED | GROUNDWATER WELLS AND OTHER | 2030 | 23479000 | 2 | 11739500 | 11739500 |  |  |  |  | 0
K | BASTROP | AQUA WSC | NEW SURFACE WATER INFRASTRUCTURE - AQUA WSC | MUNICIPAL CONSERVATION | AQUA WSC | LCRA - PRAIRIE SITE RESERVOIR | NEW MAJOR RESERVOIR | 2040 | 127538000 | 3 | 42512666.6667 | 42512666.6667 | 42512666.6667 |  |  |  | 0
K | BASTROP | BASTROP | DIRECT REUSE - BASTROP | INDIRECT REUSE; NEW MAJOR RESERVOIR; OTHER SURFACE WATER | BASTROP | DIRECT REUSE - BASTROP | OTHER DIRECT REUSE | 2040 | 4625000 | 3 | 1541666.6667 | 1541666.6667 | 1541666.6667 |  |  |  | 0
G | WILLIAMSON | CHISHOLM TRAIL SUD | ADDITIONAL ADVANCED CONSERVATION - CHISHOLM TRAIL SUD | MUNICIPAL CONSERVATION | CHISHOLM TRAIL SUD | ADDITIONAL ADVANCED CONSERVATION - CHISHOLM TRAIL SUD | MUNICIPAL CONSERVATION | 2040 | 7734000 | 3 | 2578000 | 2578000 | 2578000 |  |  |  | 0
G | WILLIAMSON | COUNTY-OTHER (WILLIAMSON) | ADDITIONAL ADVANCED CONSERVATION - COUNTY-OTHER, WILLIAMSON | INDIRECT REUSE; NEW MAJOR RESERVOIR | COUNTY-OTHER (WILLIAMSON) | ADDITIONAL ADVANCED CONSERVATION - COUNTY-OTHER, WILLIAMSON | MUNICIPAL CONSERVATION | 2040 | 10199000 | 3 | 3399666.6667 | 3399666.6667 | 3399666.6667 |  |  |  | 0
K | BASTROP | MINING (BASTROP) | DEVELOPMENT OF NEW CARRIZO-WILCOX AQUIFER SUPPLIES - BASTROP COUNTY MINING | MUNICIPAL CONSERVATION | MINING (BASTROP) | DEVELOPMENT OF NEW GROUNDWATER SUPPLIES - CARRIZO-WILCOX AQUIFER | GROUNDWATER WELLS AND OTHER | 2040 | 3391000 | 3 | 1130333.3333 | 1130333.3333 | 1130333.3333 |  |  |  | 0
K | TRAVIS | PFLUGERVILLE | EXPANSION OF EDWARDS (BFZ) AQUIFER SUPPLIES - PFLUGERVILLE | OTHER SURFACE WATER | PFLUGERVILLE | EXPANSION OF CURRENT GROUNDWATER SUPPLIES - EDWARDS-BFZ AQUIFER | GROUNDWATER WELLS AND OTHER | 2040 | 3729000 | 3 | 1243000 | 1243000 | 1243000 |  |  |  | 0
G | WILLIAMSON | ROUND ROCK | ADDITIONAL ADVANCED CONSERVATION - ROUND ROCK | GROUNDWATER WELLS AND OTHER | ROUND ROCK | ADDITIONAL ADVANCED CONSERVATION - ROUND ROCK | MUNICIPAL CONSERVATION | 2040 | 33490000 | 3 | 11163333.3333 | 11163333.3333 | 11163333.3333 |  |  |  | 0
K | TRAVIS | SUNSET VALLEY | DEVELOPMENT OF NEW TRINITY AQUIFER SUPPLIES - SUNSET VALLEY | OTHER SURFACE WATER | SUNSET VALLEY | DEVELOPMENT OF NEW GROUNDWATER SUPPLIES - TRINITY AQUIFER | GROUNDWATER WELLS AND OTHER | 2040 | 2228000 | 3 | 742666.6667 | 742666.6667 | 742666.6667 |  |  |  | 0
G | WILLIAMSON | BARTLETT | ADDITIONAL ADVANCED CONSERVATION - BARTLETT | OTHER SURFACE WATER | BARTLETT | ADDITIONAL ADVANCED CONSERVATION - BARTLETT | MUNICIPAL CONSERVATION | 2050 | 267000 | 4 | 66750 | 66750 | 66750 | 66750 |  |  | 0
K | BASTROP | BASTROP | NEW SURFACE WATER INFRASTRUCTURE - BASTROP | INDIRECT REUSE; NEW MAJOR RESERVOIR; OTHER SURFACE WATER | BASTROP | LCRA - LANE CITY RESERVOIR | NEW MAJOR RESERVOIR | 2050 | 34858000 | 4 | 8714500 | 8714500 | 8714500 | 8714500 |  |  | 0
G | WILLIAMSON | BRAZOS RIVER AUTHORITY | BRA SYSTEM OPERATIONS-LITTLE RIVER | MUNICIPAL CONSERVATION | ROUND ROCK | BRA SYSTEM OPERATIONS-LITTLE RIVER | OTHER SURFACE WATER | 2050 | 23581674 | 4 | 5895418.5 | 5895418.5 | 5895418.5 | 5895418.5 |  |  | 0
G | WILLIAMSON | BRUSHY CREEK MUD | EDWARDS AQUIFER DEVELOPMENT-BRUSHY CREEK MUD | MUNICIPAL CONSERVATION | BRUSHY CREEK MUD | EDWARDS AQUIFER DEVELOPMENT | GROUNDWATER WELLS AND OTHER | 2050 | 182000 | 4 | 45500 | 45500 | 45500 | 45500 |  |  | 0
K | BLANCO | COUNTY-OTHER (BLANCO) | EXPANSION OF ELLENBURGER-SAN SABA AQUIFER SUPPLIES - BLANCO COUNTY-OTHER | MUNICIPAL CONSERVATION | COUNTY-OTHER (BLANCO) | EXPANSION OF CURRENT GROUNDWATER SUPPLIES - ELLENBURGER-SAN SABA AQUIFER | GROUNDWATER WELLS AND OTHER | 2050 | 821000 | 4 | 205250 | 205250 | 205250 | 205250 |  |  | 0
K | BLANCO | COUNTY-OTHER (BLANCO) | EXPANSION OF ELLENBURGER-SAN SABA AQUIFER SUPPLIES - BLANCO COUNTY-OTHER | MUNICIPAL CONSERVATION | COUNTY-OTHER (BLANCO) | EXPANSION OF CURRENT GROUNDWATER SUPPLIES - HICKORY AQUIFER | GROUNDWATER WELLS AND OTHER | 2050 | 821000 | 4 | 205250 | 205250 | 205250 | 205250 |  |  | 0
K | WILLIAMSON | MANVILLE WSC | EXPANSION OF TRINITY AQUIFER SUPPLIES - MANVILLE WSC | CONJUNCTIVE USE; INDIRECT REUSE; OTHER SURFACE WATER | MANVILLE WSC | GROUNDWATER WELLS AND OTHER | GROUNDWATER WELLS AND OTHER | 2050 | 5431000 | 4 | 1357750 | 1357750 | 1357750 | 1357750 |  |  | 0
L | CALDWELL | POLONIA WSC | LOCAL CARRIZO AQUIFER - POLONIA WSC | MUNICIPAL CONSERVATION | POLONIA WSC | LOCAL CARRIZO AQUIFER WITH CONVERSION | GROUNDWATER WELLS AND OTHER | 2050 | 1683000 | 4 | 420750 | 420750 | 420750 | 420750 |  |  | 0
K | BASTROP | BASTROP COUNTY WCID #2 | EXPANSION OF CARRIZO-WILCOX AQUIFER SUPPLIES - BASTROP COUNTY WCID #2 | GROUNDWATER WELLS AND OTHER | BASTROP COUNTY WCID #2 | EXPANSION OF CURRENT GROUNDWATER SUPPLIES - CARRIZO-WILCOX AQUIFER | GROUNDWATER WELLS AND OTHER | 2060 | 2150000 | 5 | 430000 | 430000 | 430000 | 430000 | 430000 |  | 0
G | WILLIAMSON | FLORENCE | EDWARDS AQUIFER DEVELOPMENT-FLORENCE | OTHER SURFACE WATER | FLORENCE | EDWARDS AQUIFER DEVELOPMENT | GROUNDWATER WELLS AND OTHER | 2060 | 218000 | 5 | 43600 | 43600 | 43600 | 43600 | 43600 |  | 0
G | WILLIAMSON | GEORGETOWN | ADDITIONAL ADVANCED CONSERVATION - GEORGETOWN | GROUNDWATER WELLS AND OTHER | GEORGETOWN | ADDITIONAL ADVANCED CONSERVATION - GEORGETOWN | MUNICIPAL CONSERVATION | 2060 | 17315000 | 5 | 3463000 | 3463000 | 3463000 | 3463000 | 3463000 |  | 0
K | BURNET | MINING (BURNET) | EXPANSION OF MARBLE FALLS AQUIFER SUPPLIES - BURNET COUNTY MINING | MUNICIPAL CONSERVATION | MINING (BURNET) | EXPANSION OF CURRENT GROUNDWATER SUPPLIES - MARBLE FALLS AQUIFER | GROUNDWATER WELLS AND OTHER | 2060 | 7257000 | 5 | 1451400 | 1451400 | 1451400 | 1451400 | 1451400 |  | 0
K | BASTROP | SMITHVILLE | DEVELOPMENT OF NEW QUEEN CITY AQUIFER SUPPLIES - SMITHVILLE | GROUNDWATER WELLS AND OTHER | SMITHVILLE | DEVELOPMENT OF NEW GROUNDWATER SUPPLIES - QUEEN CITY AQUIFER | GROUNDWATER WELLS AND OTHER | 2070 | 2620000 | 6 | 436666.6667 | 436666.6667 | 436666.6667 | 436666.6667 | 436666.6667 | 436666.6667 | 0

## Capital Costs by County
County | Total Capital Cost | $ Needed for 2020 | $ Needed for 2030 | $ Needed for 2040 | $ Needed for 2050 | $ Needed for 2060 | $ Needed for 2070
BASTROP | 264969884 | 113742217.3333 | 85577333.3333 | 54765833.3333 | 9581166.6667 | 866666.6667 | 436666.6667
BLANCO | 3240657 | 2009157 | 410500 | 410500 | 410500 | 0 | 0
BURNET | 36850067 | 24325967 | 8169900 | 1451400 | 1451400 | 1451400 | 0
CALDWELL | 2650000 | 1387750 | 420750 | 420750 | 420750 | 0 | 0
FAYETTE | 41667147 | 41667147 | 0 | 0 | 0 | 0 | 0
HAYS | 857068190 | 809625690 | 47442500 | 0 | 0 | 0 | 0
LEE | 1075000 | 1075000 | 0 | 0 | 0 | 0 | 0
LLANO | 3673803 | 3673803 | 0 | 0 | 0 | 0 | 0
REGIONAL | 302820000 | 288289000 | 14531000 | 0 | 0 | 0 | 0
TRAVIS | 2025748568 | 2008316734.6667 | 15446166.6667 | 1985666.6667 | 0 | 0 | 0
WILLIAMSON | 1249375177 | 912898021.5 | 294085518.5 | 28013018.5 | 10872018.5 | 3506600 | 0
County | Total Cost | Total Acre Ft | Cost/Acre Ft
BASTROP | 264969884 | 763410 | 347.0873
BLANCO | 3240657 | 13590 | 238.4589
BURNET | 36850067 | 242690 | 151.8401
CALDWELL | 2650000 | 13330 | 198.7997
FAYETTE | 41667147 | 288410 | 144.4719
HAYS | 857068190 | 903500 | 948.609
LEE | 1075000 | 9620 | 111.7464
LLANO | 3673803 | 65550 | 56.0458
REGIONAL | 302820000 | 1683070 | 179.9212
TRAVIS | 2025748568 | 7556090 | 268.0948
WILLIAMSON | 1249375177 | 3019960 | 413.7059

## Strategy Costs
Related water management strategy types | Total Cost | Total Acre Ft | Cost/Acre Ft
AQUIFER STORAGE AND RECOVERY | 340316000 | 1644000 | 207.0049
DIRECT POTABLE REUSE | 68798000 | 780 | 88202.5641
GROUNDWATER WELLS AND OTHER | 961682000 | 1590330 | 604.7059
INDIRECT REUSE | 41970000 | 1000000 | 41.97
MUNICIPAL CONSERVATION | 205211207 | 3221500 | 63.7005
NEW MAJOR RESERVOIR | 1228223000 | 2430760 | 505.2835
OTHER DIRECT REUSE | 702260951 | 1547370 | 453.8416
OTHER STRATEGIES | 707263000 | 278820 | 2536.6294
OTHER SURFACE WATER | 533414335 | 2845660 | 187.4484
Related water management strategy types | Total Cost | Total Acre Ft | Cost/Acre Ft
ASR | 340316000 | 1644000 | 207.0049
Groundwater Wells & Other | 961682000 | 1590330 | 604.7059
New Major Reservoir | 1228223000 | 2430760 | 505.2835
Other Surface Water | 533414335 | 2845660 | 187.4484
Related water management strategy types | Total Cost | Total Acre Ft (AF) |  | Cost/Acre Ft
ASR | 340316000 | 1644000 |  | $207/AF
Groundwater Wells & Other | 961682000 | 1590330 |  | $605/AF
New Major Reservoir | 1228223000 | 2430760 |  | $505/AF
Other Surface Water | 533414335 | 2845660 |  | $187/AF
Related water management strategy types | Total Cost |  |  | Total Acre Ft (AF)
ASR | 340316000 |  |  | 1644000
Groundwater Wells | 961682000 |  |  | 1590330
New Major Reservoir | 1228223000 |  |  | 2430760
Other Surface Water | 533414335 |  |  | 2845660

## Volume,Costs, and $perAcreFt
Region | County | Project sponsors | Project | Project related water management strategy types | Water User Group | Recommended water management strategy | Related water management strategy types | Online decade | Capital cost | 2020- acre ft | 2020-2030 | 2030- acre ft | 2030-2040 | 2040- acre ft | 2040-2050 | 2050- acre ft | 2050-2060 | 2060- acre ft | 2060-2070 | 2070- acre ft | Total Acre Ft 2020-2070 | Cost/Acre Ft
K | BASTROP | AQUA WSC | EXPANSION OF CARRIZO-WILCOX AQUIFER SUPPLIES - AQUA WSC | MUNICIPAL CONSERVATION | AQUA WSC | EXPANSION OF CURRENT GROUNDWATER SUPPLIES - CARRIZO-WILCOX AQUIFER | GROUNDWATER WELLS AND OTHER | 2020 | 9777000 | 2500 | 25000 | 2500 | 25000 | 4000 | 40000 | 4000 | 40000 | 4000 | 40000 | 4000 | 170000 | 57.5118
K | TRAVIS | AUSTIN | CITY OF AUSTIN - CAPTURE LOCAL INFLOWS TO LADY BIRD LAKE | GROUNDWATER WELLS AND OTHER | AUSTIN | CITY OF AUSTIN - CAPTURE LOCAL INFLOWS TO LADY BIRD LAKE | OTHER SURFACE WATER | 2020 | 2949000 | 1000 | 10000 | 1000 | 10000 | 1000 | 10000 | 1000 | 10000 | 1000 | 10000 | 1000 | 50000 | 58.98
K | TRAVIS | AUSTIN | CITY OF AUSTIN - LAKE LONG ENHANCED STORAGE | GROUNDWATER WELLS AND OTHER | AUSTIN | CITY OF AUSTIN - LAKE LONG ENHANCED STORAGE | OTHER SURFACE WATER | 2020 | 31041000 | 20000 | 200000 | 20000 | 200000 | 20000 | 200000 | 20000 | 200000 | 20000 | 200000 | 20000 | 1000000 | 31.041
K | TRAVIS | AUSTIN | CITY OF AUSTIN - LONGHORN DAM OPERATIONS IMPROVEMENTS | GROUNDWATER WELLS AND OTHER | AUSTIN | CITY OF AUSTIN - LONGHORN DAM OPERATION IMPROVEMENTS | OTHER SURFACE WATER | 2020 | 1036000 | 3000 | 30000 | 3000 | 30000 | 3000 | 30000 | 3000 | 30000 | 3000 | 30000 | 3000 | 150000 | 6.9067
K | TRAVIS | AUSTIN | CITY OF AUSTIN - AQUIFER STORAGE AND RECOVERY | MUNICIPAL CONSERVATION | AUSTIN | CITY OF AUSTIN - AQUIFER STORAGE AND RECOVERY | AQUIFER STORAGE AND RECOVERY | 2020 | 312316000 | 10000 | 100000 | 25000 | 250000 | 25000 | 250000 | 50000 | 500000 | 50000 | 500000 | 50000 | 1600000 | 195.1975
G | WILLIAMSON | BARTLETT | TRINITY AQUIFER DEVELOPMENT- BARTLETT | INDIRECT REUSE | BARTLETT | TRINITY AQUIFER DEVELOPMENT | GROUNDWATER WELLS AND OTHER | 2020 | 10428000 | 323 | 3230 | 323 | 3230 | 323 | 3230 | 323 | 3230 | 645 | 6450 | 645 | 19370 | 538.3583
K | BASTROP | BASTROP | DEVELOPMENT OF NEW CARRIZO-WILCOX AQUIFER SUPPLIES - BASTROP | GROUNDWATER WELLS AND OTHER | BASTROP | DEVELOPMENT OF NEW GROUNDWATER SUPPLIES - CARRIZO-WILCOX AQUIFER | GROUNDWATER WELLS AND OTHER | 2020 | 2976000 | 300 | 3000 | 300 | 3000 | 300 | 3000 | 300 | 3000 | 300 | 3000 | 0 | 15000 | 198.4
K | BURNET | BERTRAM | EXPANSION OF ELLENBURGER-SAN SABA AQUIFER SUPPLIES - BERTRAM | MUNICIPAL CONSERVATION | BERTRAM | EXPANSION OF CURRENT GROUNDWATER SUPPLIES - ELLENBURGER-SAN SABA AQUIFER | GROUNDWATER WELLS AND OTHER | 2020 | 2031000 | 180 | 1800 | 180 | 1800 | 180 | 1800 | 180 | 1800 | 180 | 1800 | 180 | 9000 | 225.6667
G | REGIONAL | BRAZOS RIVER AUTHORITY | BELTON TO STILLHOUSE PIPELINE-BRA | MUNICIPAL CONSERVATION | GEORGETOWN | BELTON TO STILLHOUSE PIPELINE-BRA | OTHER SURFACE WATER | 2020 | 38069000 | 0 | 0 | 0 | 0 | 0 | 0 | 0 | 0 | 0 | 0 | 0 | 0 | #DIV/0!
L | HAYS | CANYON REGIONAL WATER AUTHORITY | CRWA WELLS RANCH PROJECT PHASE II | MUNICIPAL CONSERVATION | CRYSTAL CLEAR WSC | CRWA WELLS RANCH PROJECT PHASE II | GROUNDWATER WELLS AND OTHER | 2020 | 37292000 | 302 | 3020 | 1069 | 10690 | 1290 | 12900 | 0 | 0 | 0 | 0 | 0 | 26610 | 1401.428
G | WILLIAMSON | CEDAR PARK; ROUND ROCK; LIBERTY HILL; LEANDER | BRUSHY CREEK RUA WATER SUPPLY | MUNICIPAL CONSERVATION | CEDAR PARK; LIBERTY HILL; LEANDER | BRUSHY CREEK RUA-EXISTING CONTRACTS | OTHER SURFACE WATER | 2020 | 318401660 | 17600 | 176000 | 17600 | 176000 | 17600 | 176000 | 17600 | 176000 | 17600 | 176000 | 17600 | 880000 | 361.8201
G | WILLIAMSON | CHISHOLM TRAIL SUD | CHISHOLM TRAIL SUD WTP EXPANSION | MUNICIPAL CONSERVATION | CHISHOLM TRAIL SUD | CHISHOLM TRAIL SUD WTP EXPANSION | OTHER SURFACE WATER | 2020 | 31675000 | 3527 | 35270 | 3334 | 33340 | 3639 | 36390 | 4604 | 46040 | 5931 | 59310 | 7489 | 210350 | 150.5824
K | BASTROP | COUNTY-OTHER (BASTROP) | EXPANSION OF CARRIZO-WILCOX AQUIFER SUPPLIES - BASTROP COUNTY-OTHER | MUNICIPAL CONSERVATION | COUNTY-OTHER (BASTROP) | EXPANSION OF CURRENT GROUNDWATER SUPPLIES - CARRIZO-WILCOX AQUIFER | GROUNDWATER WELLS AND OTHER | 2020 | 2150000 | 60 | 600 | 60 | 600 | 60 | 600 | 60 | 600 | 60 | 600 | 0 | 3000 | 716.6667
K | FAYETTE | COUNTY-OTHER (FAYETTE) | EXPANSION OF GULF COAST AQUIFER SUPPLIES - FAYETTE COUNTY-OTHER | INDIRECT REUSE; OTHER SURFACE WATER | COUNTY-OTHER (FAYETTE) | EXPANSION OF CURRENT GROUNDWATER SUPPLIES - GULF COAST AQUIFER | GROUNDWATER WELLS AND OTHER | 2020 | 4558000 | 639 | 6390 | 639 | 6390 | 639 | 6390 | 639 | 6390 | 639 | 6390 | 639 | 31950 | 142.6604
K | BASTROP | ELGIN | EXPANSION OF CARRIZO-WILCOX AQUIFER SUPPLIES - ELGIN | GROUNDWATER WELLS AND OTHER | ELGIN | EXPANSION OF CURRENT GROUNDWATER SUPPLIES - CARRIZO-WILCOX AQUIFER | GROUNDWATER WELLS AND OTHER | 2020 | 2150000 | 300 | 3000 | 300 | 3000 | 0 | 0 | 0 | 0 | 0 | 0 | 0 | 6000 | 358.3333
K | FAYETTE | FLATONIA | EXPANSION OF GULF COAST AQUIFER SUPPLIES - FLATONIA | OTHER SURFACE WATER | FLATONIA | EXPANSION OF CURRENT GROUNDWATER SUPPLIES - GULF COAST AQUIFER | GROUNDWATER WELLS AND OTHER | 2020 | 2241000 | 100 | 1000 | 100 | 1000 | 100 | 1000 | 100 | 1000 | 100 | 1000 | 100 | 5000 | 448.2
G | WILLIAMSON | FLORENCE | TRINITY AQUIFER DEVELOPMENT (BELL CO.)- FLORENCE | OTHER SURFACE WATER | FLORENCE | TRINITY AQUIFER DEVELOPMENT | GROUNDWATER WELLS AND OTHER | 2020 | 3778000 | 121 | 1210 | 121 | 1210 | 121 | 1210 | 121 | 1210 | 121 | 1210 | 121 | 6050 | 624.4628
L | HAYS | HAYS CALDWELL PUA | HAYS/CALDWELL PUA PROJECT | GROUNDWATER WELLS AND OTHER | CRYSTAL CLEAR WSC; KYLE; MARTINDALE; PLUM CREEK WATER COMPANY; SAN MARCOS | HAYS/CALDWELL PUA PROJECT | GROUNDWATER WELLS AND OTHER | 2020 | 309723000 | 498 | 4980 | 2590 | 25900 | 3857 | 38570 | 7134 | 71340 | 9772 | 97720 | 13131 | 238510 | 1298.5745
G | WILLIAMSON | HEART OF TEXAS WATER SUPPLIERS LLC | CARRIZO AQUIFER DEVELOPMENT-HUTTO (HEART OF TEXAS-LEE CO.) | GROUNDWATER WELLS AND OTHER | HUTTO | CARRIZO AQUIFER DEVELOPMENT | GROUNDWATER WELLS AND OTHER | 2020 | 127086000 | 5593 | 55930 | 5593 | 55930 | 5593 | 55930 | 7503 | 75030 | 9710 | 97100 | 11994 | 339920 | 373.8703
G | WILLIAMSON | IRRIGATION (WILLIAMSON) | EDWARDS AQUIFER DEVELOPMENT-WILLIAMSON IRRIGATION | MUNICIPAL CONSERVATION | IRRIGATION (WILLIAMSON) | EDWARDS AQUIFER DEVELOPMENT | GROUNDWATER WELLS AND OTHER | 2020 | 1220000 | 71 | 710 | 71 | 710 | 71 | 710 | 72 | 720 | 72 | 720 | 73 | 3570 | 341.7367
K | BLANCO | JOHNSON CITY | EXPANSION OF ELLENBURGER-SAN SABA AQUIFER SUPPLIES - JOHNSON CITY | MUNICIPAL CONSERVATION | JOHNSON CITY | EXPANSION OF CURRENT GROUNDWATER SUPPLIES - ELLENBURGER-SAN SABA AQUIFER | GROUNDWATER WELLS AND OTHER | 2020 | 1505000 | 175 | 1750 | 175 | 1750 | 175 | 1750 | 175 | 1750 | 175 | 1750 | 175 | 8750 | 172
G | WILLIAMSON | JONAH WATER SUD; JARRELL; GRANGER; COUNTY-OTHER (WILLIAMSON); BELL-MILAM FALLS WSC; CENTRAL TEXAS WSC | EAST WILLIAMSON COUNTY WATER PROJECT | MUNICIPAL CONSERVATION | JONAH WATER SUD; JARRELL; GRANGER; COUNTY-OTHER (WILLIAMSON); BELL-MILAM FALLS WSC; CENTRAL TEXAS WSC | EAST WILLIAMSON COUNTY WATER SUPPLY PLAN | OTHER SURFACE WATER | 2020 | 42127001 | 0 | 0 | 0 | 0 | 0 | 0 | 2752 | 27520 | 2223 | 22230 | 1582 | 49750 | 846.7739
K | TRAVIS | LAKEWAY | EXPANSION OF TRINITY AQUIFER SUPPLIES - LAKEWAY | MUNICIPAL CONSERVATION | LAKEWAY | EXPANSION OF CURRENT GROUNDWATER SUPPLIES - TRINITY AQUIFER | GROUNDWATER WELLS AND OTHER | 2020 | 2985000 | 500 | 5000 | 500 | 5000 | 500 | 5000 | 500 | 5000 | 500 | 5000 | 500 | 25000 | 119.4
K | LLANO | LLANO | DEVELOPMENT OF NEW HICKORY AQUIFER SUPPLIES - LLANO | MUNICIPAL CONSERVATION | LLANO | DEVELOPMENT OF NEW GROUNDWATER SUPPLIES - HICKORY AQUIFER | GROUNDWATER WELLS AND OTHER | 2020 | 2743000 | 200 | 2000 | 200 | 2000 | 200 | 2000 | 200 | 2000 | 200 | 2000 | 200 | 10000 | 274.3
K | TRAVIS | LOWER COLORADO RIVER AUTHORITY | LCRA - MID-BASIN OFF-CHANNEL RESERVOIR | MUNICIPAL CONSERVATION | CREEDMOOR-MAHA WSC;MANVILLE WSC;PFLUGERVILLE;ROLLINGWOOD;STEAM ELECTRIC POWER, TRAVIS;SUNSET VALLEY;WEST LAKE HILLS | LCRA - MID BASIN RESERVOIR | NEW MAJOR RESERVOIR | 2020 | 298000000 | 0 | 0 | 2815 | 28150 | 2815 | 28150 | 3315 | 33150 | 9358 | 93580 | 17845 | 183030 | 1628.1484
K | BASTROP | LOWER COLORADO RIVER AUTHORITY | EXPANSION OF CARRIZO-WILCOX AQUIFER SUPPLIES - LCRA | MUNICIPAL CONSERVATION | STEAM ELECTRIC POWER, BASTROP | LCRA - EXPAND USE OF GROUNDWATER (CARRIZO-WILCOX AQUIFER) | GROUNDWATER WELLS AND OTHER | 2020 | 4564000 | 300 | 3000 | 300 | 3000 | 300 | 3000 | 300 | 3000 | 300 | 3000 | 300 | 15000 | 304.2667
K | FAYETTE | LOWER COLORADO RIVER AUTHORITY | LCRA - GROUNDWATER SUPPLY FOR FPP (OFF-SITE) | MUNICIPAL CONSERVATION | STEAM ELECTRIC POWER, FAYETTE | LCRA - GROUNDWATER SUPPLY FOR FPP (OFF-SITE) | GROUNDWATER WELLS AND OTHER | 2020 | 20107000 | 2500 | 25000 | 2500 | 25000 | 2500 | 25000 | 2500 | 25000 | 2500 | 25000 | 2500 | 125000 | 160.856
K | REGIONAL | LOWER COLORADO RIVER AUTHORITY | LCRA - LANE CITY OFF-CHANNEL RESERVOIR | MUNICIPAL CONSERVATION | BEE CAVE;BERTRAM;BURNET;COTTONWOOD SHORES;COUNTY-OTHER, BURNET;ELGIN;GRANITE SHOALS;HORSESHOE BAY;LAKEWAY;LEANDER;MARBLE FALLS;PFLUGERVILLE;POINT VENTURE;STEAM ELECTRIC POWER, FAYETTE;TRAVIS COUNTY WCID #10;TRAVIS COUNTY WCID #17;VOLENTE;WEST TRAVIS COUNTY PUBLIC UTILITY AGENCY | LCRA - LANE CITY RESERVOIR | NEW MAJOR RESERVOIR | 2020 | 218593000 | 13053 | 130530 | 25839 | 258390 | 30689 | 306890 | 39975 | 399750 | 51486 | 514860 | 61115 | 1610420 | 135.7366
K | FAYETTE | LOWER COLORADO RIVER AUTHORITY | LCRA - GROUNDWATER SUPPLY FOR FPP (ON-SITE) | MUNICIPAL CONSERVATION | STEAM ELECTRIC POWER, FAYETTE | LCRA - GROUNDWATER SUPPLY FOR FPP (ON-SITE) | GROUNDWATER WELLS AND OTHER | 2020 | 2749000 | 700 | 7000 | 700 | 7000 | 700 | 7000 | 700 | 7000 | 700 | 7000 | 700 | 35000 | 78.5429
K | BASTROP | MANUFACTURING (BASTROP) | EXPANSION OF CARRIZO-WILCOX AQUIFER SUPPLIES - BASTROP COUNTY MANUFACTURING | NEW MAJOR RESERVOIR | MANUFACTURING (BASTROP) | EXPANSION OF CURRENT GROUNDWATER SUPPLIES - CARRIZO-WILCOX AQUIFER | GROUNDWATER WELLS AND OTHER | 2020 | 2150000 | 55 | 550 | 87 | 870 | 120 | 1200 | 151 | 1510 | 174 | 1740 | 199 | 5870 | 366.2692
K | FAYETTE | MANUFACTURING (FAYETTE) | EXPANSION OF GULF COAST AQUIFER SUPPLIES - FAYETTE COUNTY MANUFACTURING | OTHER SURFACE WATER | MANUFACTURING (FAYETTE) | EXPANSION OF CURRENT GROUNDWATER SUPPLIES - GULF COAST AQUIFER | GROUNDWATER WELLS AND OTHER | 2020 | 2279000 | 391 | 3910 | 391 | 3910 | 391 | 3910 | 391 | 3910 | 391 | 3910 | 391 | 19550 | 116.5729
K | BASTROP | MINING (BASTROP) | DEVELOPMENT OF NEW QUEEN CITY AQUIFER SUPPLIES - BASTROP COUNTY MINING | MUNICIPAL CONSERVATION | MINING (BASTROP) | DEVELOPMENT OF NEW GROUNDWATER SUPPLIES - QUEEN CITY AQUIFER | GROUNDWATER WELLS AND OTHER | 2020 | 2446000 | 110 | 1100 | 306 | 3060 | 0 | 0 | 0 | 0 | 0 | 0 | 0 | 4160 | 587.9808
K | BURNET | MINING (BURNET) | EXPANSION OF ELLENBURGER-SAN SABA AQUIFER SUPPLIES - BURNET COUNTY MINING | MUNICIPAL CONSERVATION | MINING (BURNET) | EXPANSION OF CURRENT GROUNDWATER SUPPLIES - ELLENBURGER-SAN SABA AQUIFER | GROUNDWATER WELLS AND OTHER | 2020 | 13418000 | 1500 | 15000 | 1500 | 15000 | 1500 | 15000 | 1500 | 15000 | 1500 | 15000 | 1500 | 75000 | 178.9067
K | FAYETTE | MINING (FAYETTE) | EXPANSION OF SPARTA AQUIFER SUPPLIES - FAYETTE COUNTY MINING | MUNICIPAL CONSERVATION | MINING (FAYETTE) | EXPANSION OF CURRENT GROUNDWATER SUPPLIES - SPARTA AQUIFER | GROUNDWATER WELLS AND OTHER | 2020 | 753000 | 66 | 660 | 42 | 420 | 13 | 130 | 0 | 0 | 0 | 0 | 0 | 1210 | 622.314
K | FAYETTE | MINING (FAYETTE) | EXPANSION OF GULF COAST AQUIFER SUPPLIES - FAYETTE COUNTY MINING | MUNICIPAL CONSERVATION | MINING (FAYETTE) | EXPANSION OF CURRENT GROUNDWATER SUPPLIES - GULF COAST AQUIFER | GROUNDWATER WELLS AND OTHER | 2020 | 7520000 | 1920 | 19200 | 1520 | 15200 | 1061 | 10610 | 618 | 6180 | 344 | 3440 | 344 | 54630 | 137.6533
K | HAYS | MINING (HAYS) | EXPANSION OF TRINITY AQUIFER SUPPLIES - HAYS COUNTY MINING | MUNICIPAL CONSERVATION | MINING (HAYS) | EXPANSION OF CURRENT GROUNDWATER SUPPLIES - TRINITY AQUIFER | GROUNDWATER WELLS AND OTHER | 2020 | 4652000 | 531 | 5310 | 761 | 7610 | 1047 | 10470 | 1047 | 10470 | 1047 | 10470 | 1047 | 44330 | 104.9402
L | HAYS | MOUNTAIN CITY | LOCAL TRINITY AQUIFER - MOUNTAIN CITY | CONJUNCTIVE USE | MOUNTAIN CITY | LOCAL TRINITY AQUIFER DEVELOPMENT | GROUNDWATER WELLS AND OTHER | 2020 | 731000 | 60 | 600 | 60 | 600 | 60 | 600 | 60 | 600 | 60 | 600 | 60 | 3000 | 243.6667
L | HAYS | TEXAS WATER ALLIANCE | TWA REGIONAL CARRIZO | DIRECT POTABLE REUSE | COUNTY-OTHER, HAYS;WIMBERLEY;WIMBERLEY WSC | TWA REGIONAL CARRIZO AQUIFER DEVELOPMENT | GROUNDWATER WELLS AND OTHER | 2020 | 279632000 | 0 | 0 | 0 | 0 | 200 | 2000 | 1369 | 13690 | 4885 | 48850 | 4588 | 64540 | 4332.6929
G | WILLIAMSON | BRAZOS RIVER AUTHORITY | LITTLE RIVER OCR-BRA | MUNICIPAL CONSERVATION | COUNTY-OTHER, WILLIAMSON; ROUND ROCK | LITTLE RIVER OCR | NEW MAJOR RESERVOIR | 2030 | 487611000 | 0 | 0 | 2267 | 22670 | 5352 | 53520 | 5346 | 53460 | 11766 | 117660 | 22458 | 247310 | 1971.6591
K | REGIONAL | BUDA; COUNTY-OTHER (HAYS); CREEDMOOR-MAHA WSC | BS/EACD SALINE EDWARDS ASR | MUNICIPAL CONSERVATION | BUDA; COUNTY-OTHER (HAYS); CREEDMOOR-MAHA WSC | SALINE EDWARDS ASR (SALINE) | AQUIFER STORAGE AND RECOVERY | 2030 | 15000000 | 0 | 0 | 500 | 5000 | 500 | 5000 | 500 | 5000 | 500 | 5000 | 500 | 20000 | 750
K | REGIONAL | BUDA; COUNTY-OTHER (HAYS); MINING (HAYS); MOUNTAIN CITY; SUNSET VALLEY | BS/EACD EDWARDS / MIDDLE TRINITY ASR | MUNICIPAL CONSERVATION | BUDA; COUNTY-OTHER (HAYS); MINING (HAYS); MOUNTAIN CITY; SUNSET VALLEY | EDWARDS / MIDDLE TRINITY ASR | AQUIFER STORAGE AND RECOVERY | 2030 | 13000000 | 0 | 0 | 600 | 6000 | 600 | 6000 | 600 | 6000 | 600 | 6000 | 600 | 24000 | 541.6667
K | BASTROP | ELGIN | NEW SURFACE WATER INFRASTRUCTURE - ELGIN | GROUNDWATER WELLS AND OTHER | ELGIN | LCRA - LANE CITY RESERVOIR | NEW MAJOR RESERVOIR | 2030 | 61623000 | 0 | 0 | 3500 | 35000 | 3500 | 35000 | 3500 | 35000 | 3500 | 35000 | 3500 | 140000 | 440.1643
G | WILLIAMSON | GEORGETOWN | EXPAND WTP (21 MGD)- GEORGETOWN | GROUNDWATER WELLS AND OTHER | GEORGETOWN | GEORGETOWN WTP EXPANSION | OTHER SURFACE WATER | 2030 | 44534000 | 0 | 0 | 11626 | 116260 | 11626 | 116260 | 11626 | 116260 | 11626 | 116260 | 11304 | 465040 | 95.7638
K | TRAVIS | MANOR | EXPANSION OF TRINITY AQUIFER SUPPLIES - MANOR | OTHER DIRECT REUSE | MANOR | EXPANSION OF CURRENT GROUNDWATER SUPPLIES - TRINITY AQUIFER | GROUNDWATER WELLS AND OTHER | 2030 | 3442000 | 0 | 0 | 600 | 6000 | 600 | 6000 | 600 | 6000 | 600 | 6000 | 600 | 24000 | 143.4167
K | BURNET | MINING (BURNET) | EXPANSION OF HICKORY AQUIFER SUPPLIES - BURNET COUNTY MINING | MUNICIPAL CONSERVATION | MINING (BURNET) | EXPANSION OF CURRENT GROUNDWATER SUPPLIES - HICKORY AQUIFER | GROUNDWATER WELLS AND OTHER | 2030 | 13437000 | 0 | 0 | 500 | 5000 | 1000 | 10000 | 1800 | 18000 | 1800 | 18000 | 1800 | 51000 | 263.4706
L | REGIONAL | PLUM CREEK WATER COMPANY | LOCAL TRINITY AQUIFER - PLUM CREEK WC | OTHER SURFACE WATER | PLUM CREEK WATER COMPANY | LOCAL TRINITY AQUIFER DEVELOPMENT | GROUNDWATER WELLS AND OTHER | 2030 | 1062000 | 0 | 0 | 185 | 1850 | 185 | 1850 | 185 | 1850 | 185 | 1850 | 185 | 7400 | 143.5135
L | HAYS | TEXAS WATER ALLIANCE | TWA TRINITY AQUIFER DEVELOPMENT | DIRECT POTABLE REUSE | COUNTY-OTHER, HAYS;WIMBERLEY;WIMBERLEY WSC | TWA TRINITY AQUIFER DEVELOPMENT | GROUNDWATER WELLS AND OTHER | 2030 | 26087000 | 0 | 0 | 0 | 0 | 0 | 0 | 0 | 0 | 0 | 0 | 1509 | 0 | #DIV/0!
K | TRAVIS | WEST TRAVIS COUNTY PUBLIC UTILITY AGENCY; COUNTY-OTHER (HAYS); DRIPPING SPRINGS WSC | HAYS COUNTY PIPELINE - REGION K PORTION | IRRIGATION CONSERVATION | WEST TRAVIS COUNTY PUBLIC UTILITY AGENCY; COUNTY-OTHER (HAYS); DRIPPING SPRINGS WSC | HAYS COUNTY PIPELINE - REGION K RECOMMENDED | GROUNDWATER WELLS AND OTHER | 2030 | 23479000 | 0 | 0 | 1000 | 10000 | 1000 | 10000 | 1000 | 10000 | 1000 | 10000 | 1000 | 40000 | 586.975
K | BASTROP | AQUA WSC | NEW SURFACE WATER INFRASTRUCTURE - AQUA WSC | MUNICIPAL CONSERVATION | AQUA WSC | LCRA - PRAIRIE SITE RESERVOIR | NEW MAJOR RESERVOIR | 2040 | 127538000 | 0 | 0 | 0 | 0 | 5000 | 50000 | 5000 | 50000 | 10000 | 100000 | 15000 | 200000 | 637.69
K | BASTROP | MINING (BASTROP) | DEVELOPMENT OF NEW CARRIZO-WILCOX AQUIFER SUPPLIES - BASTROP COUNTY MINING | MUNICIPAL CONSERVATION | MINING (BASTROP) | DEVELOPMENT OF NEW GROUNDWATER SUPPLIES - CARRIZO-WILCOX AQUIFER | GROUNDWATER WELLS AND OTHER | 2040 | 3391000 | 0 | 0 | 0 | 0 | 466 | 4660 | 466 | 4660 | 466 | 4660 | 466 | 13980 | 242.5608
K | TRAVIS | PFLUGERVILLE | EXPANSION OF EDWARDS (BFZ) AQUIFER SUPPLIES - PFLUGERVILLE | OTHER SURFACE WATER | PFLUGERVILLE | EXPANSION OF CURRENT GROUNDWATER SUPPLIES - EDWARDS-BFZ AQUIFER | GROUNDWATER WELLS AND OTHER | 2040 | 3729000 | 0 | 0 | 0 | 0 | 1000 | 10000 | 1000 | 10000 | 1000 | 10000 | 1000 | 30000 | 124.3
K | TRAVIS | SUNSET VALLEY | DEVELOPMENT OF NEW TRINITY AQUIFER SUPPLIES - SUNSET VALLEY | OTHER SURFACE WATER | SUNSET VALLEY | DEVELOPMENT OF NEW GROUNDWATER SUPPLIES - TRINITY AQUIFER | GROUNDWATER WELLS AND OTHER | 2040 | 2228000 | 0 | 0 | 0 | 0 | 200 | 2000 | 200 | 2000 | 200 | 2000 | 200 | 6000 | 371.3333
K | BASTROP | BASTROP | NEW SURFACE WATER INFRASTRUCTURE - BASTROP | INDIRECT REUSE; NEW MAJOR RESERVOIR; OTHER SURFACE WATER | BASTROP | LCRA - LANE CITY RESERVOIR | NEW MAJOR RESERVOIR | 2050 | 34858000 | 0 | 0 | 0 | 0 | 0 | 0 | 2500 | 25000 | 2500 | 25000 | 2500 | 50000 | 697.16
G | WILLIAMSON | BRAZOS RIVER AUTHORITY | BRA SYSTEM OPERATIONS-LITTLE RIVER | MUNICIPAL CONSERVATION | ROUND ROCK | BRA SYSTEM OPERATIONS-LITTLE RIVER | OTHER SURFACE WATER | 2050 | 23581674 | 0 | 0 | 122 | 1220 | 361 | 3610 | 1626 | 16260 | 1943 | 19430 | 2443 | 40520 | 581.9762
G | WILLIAMSON | BRUSHY CREEK MUD | EDWARDS AQUIFER DEVELOPMENT-BRUSHY CREEK MUD | MUNICIPAL CONSERVATION | BRUSHY CREEK MUD | EDWARDS AQUIFER DEVELOPMENT | GROUNDWATER WELLS AND OTHER | 2050 | 182000 | 0 | 0 | 0 | 0 | 0 | 0 | 11 | 110 | 12 | 120 | 12 | 230 | 791.3043
K | BLANCO | COUNTY-OTHER (BLANCO) | EXPANSION OF ELLENBURGER-SAN SABA AQUIFER SUPPLIES - BLANCO COUNTY-OTHER | MUNICIPAL CONSERVATION | COUNTY-OTHER (BLANCO) | EXPANSION OF CURRENT GROUNDWATER SUPPLIES - ELLENBURGER-SAN SABA AQUIFER | GROUNDWATER WELLS AND OTHER | 2050 | 821000 | 0 | 0 | 0 | 0 | 0 | 0 | 55 | 550 | 55 | 550 | 55 | 1100 | 746.3636
K | BLANCO | COUNTY-OTHER (BLANCO) | EXPANSION OF ELLENBURGER-SAN SABA AQUIFER SUPPLIES - BLANCO COUNTY-OTHER | MUNICIPAL CONSERVATION | COUNTY-OTHER (BLANCO) | EXPANSION OF CURRENT GROUNDWATER SUPPLIES - HICKORY AQUIFER | GROUNDWATER WELLS AND OTHER | 2050 | 821000 | 0 | 0 | 0 | 0 | 0 | 0 | 55 | 550 | 55 | 550 | 55 | 1100 | 746.3636
K | WILLIAMSON | MANVILLE WSC | EXPANSION OF TRINITY AQUIFER SUPPLIES - MANVILLE WSC | CONJUNCTIVE USE; INDIRECT REUSE; OTHER SURFACE WATER | MANVILLE WSC | GROUNDWATER WELLS AND OTHER | GROUNDWATER WELLS AND OTHER | 2050 | 5431000 | 0 | 0 | 0 | 0 | 1000 | 10000 | 1000 | 10000 | 1000 | 10000 |  | 30000 | 181.0333
L | CALDWELL | POLONIA WSC | LOCAL CARRIZO AQUIFER - POLONIA WSC | MUNICIPAL CONSERVATION | POLONIA WSC | LOCAL CARRIZO AQUIFER WITH CONVERSION | GROUNDWATER WELLS AND OTHER | 2050 | 1683000 | 0 | 0 | 0 | 0 | 0 | 0 | 146 | 1460 | 341 | 3410 | 541 | 4870 | 345.5852
K | BASTROP | BASTROP COUNTY WCID #2 | EXPANSION OF CARRIZO-WILCOX AQUIFER SUPPLIES - BASTROP COUNTY WCID #2 | GROUNDWATER WELLS AND OTHER | BASTROP COUNTY WCID #2 | EXPANSION OF CURRENT GROUNDWATER SUPPLIES - CARRIZO-WILCOX AQUIFER | GROUNDWATER WELLS AND OTHER | 2060 | 2150000 | 0 | 0 | 0 | 0 | 0 | 0 | 0 | 0 | 550 | 5500 | 550 | 5500 | 390.9091
G | WILLIAMSON | FLORENCE | EDWARDS AQUIFER DEVELOPMENT-FLORENCE | OTHER SURFACE WATER | FLORENCE | EDWARDS AQUIFER DEVELOPMENT | GROUNDWATER WELLS AND OTHER | 2060 | 218000 | 0 | 0 | 0 | 0 | 0 | 0 | 0 | 0 | 13 | 130 | 24 | 130 | 1676.9231
K | BURNET | MINING (BURNET) | EXPANSION OF MARBLE FALLS AQUIFER SUPPLIES - BURNET COUNTY MINING | MUNICIPAL CONSERVATION | MINING (BURNET) | EXPANSION OF CURRENT GROUNDWATER SUPPLIES - MARBLE FALLS AQUIFER | GROUNDWATER WELLS AND OTHER | 2060 | 7257000 | 0 | 0 | 0 | 0 | 0 | 0 | 0 | 0 | 1000 | 10000 | 1500 | 10000 | 725.7
K | BASTROP | SMITHVILLE | DEVELOPMENT OF NEW QUEEN CITY AQUIFER SUPPLIES - SMITHVILLE | GROUNDWATER WELLS AND OTHER | SMITHVILLE | DEVELOPMENT OF NEW GROUNDWATER SUPPLIES - QUEEN CITY AQUIFER | GROUNDWATER WELLS AND OTHER | 2070 | 2620000 | 0 | 0 | 0 | 0 | 0 | 0 | 0 | 0 | 0 | 0 | 150 | 0 | #DIV/0!
K | TRAVIS | AUSTIN | CITY OF AUSTIN - RAINWATER HARVESTING | OTHER CONSERVATION | AUSTIN | CITY OF AUSTIN - RAINWATER HARVESTING | OTHER STRATEGIES | 2020 | 690167000 | 83 | 830 | 828 | 8280 | 4141 | 41410 | 8282 | 82820 | 12423 | 124230 | 16564 | 257570 | 2679.5318
K | REGIONAL | COUNTY-OTHER (BLANCO); COUNTY-OTHER (BURNET); COUNTY-OTHER (GILLESPIE); COUNTY-OTHER (HAYS); COUNTY-OTHER (LLANO); COUNTY-OTHER (MILLS); COUNTY-OTHER (SAN SABA); COUNTY-OTHER (TRAVIS) | BRUSH CONTROL | MUNICIPAL CONSERVATION | COUNTY-OTHER (BLANCO); COUNTY-OTHER (BURNET); COUNTY-OTHER (GILLESPIE); COUNTY-OTHER (HAYS); COUNTY-OTHER (LLANO); COUNTY-OTHER (MILLS); COUNTY-OTHER (SAN SABA); COUNTY-OTHER (TRAVIS) | BRUSH CONTROL | OTHER STRATEGIES | 2020 | 17096000 | 425 | 4250 | 425 | 4250 | 425 | 4250 | 425 | 4250 | 425 | 4250 | 425 | 21250 | 804.5176

## Capital Costs Graphs 2020,2070
Related water management strategy types | 2020 | 2030 | 2040 | 2050 | 2060 | 2070 | 2030-2070
AQUIFER STORAGE AND RECOVERY | 312316000 | 28000000 | 0 | 0 | 0 | 0 | 28000000
GROUNDWATER WELLS AND OTHER | 863644000 | 67507000 | 9348000 | 8938000 | 9625000 | 2620000 | 98038000
NEW MAJOR RESERVOIR | 516593000 | 549234000 | 127538000 | 34858000 | 0 | 0 | 711630000
OTHER SURFACE WATER | 465298661 | 44534000 | 0 | 23581674 | 0 | 0 | 68115674
OTHER STRATEGIES | 707263000 | 0 | 0 | 0 | 0 | 0 | 0
Related water management strategy types | 2020 | 2030 | 2040 | 2050 | 2060 | 2070 | 2030-2070
ASR | 312316000 | 28000000 | 0 | 0 | 0 | 0 | 28000000
Groundwater Wells & Other | 863644000 | 67507000 | 9348000 | 8938000 | 9625000 | 2620000 | 98038000
New Major Reservoir | 516593000 | 549234000 | 127538000 | 34858000 | 0 | 0 | 711630000
Other Strategies | 707263000 | 0 | 0 | 0 | 0 | 0 | 0
Other Surface Water | 465298661 | 44534000 | 0 | 23581674 | 0 | 0 | 68115674